## 104095 DEERFIELD 104143 SCOBIE
****** Plant Redispatch calculator ******* !!!! Please - edit only columns 'Status' & 'Pnew' !!!!!***
Flows
NN | LFCaseName | Monitored Element | [5 empty] | Contingency | Limit | FlowInit | FlowRes | FlowChange | Loading
1 |  | 104095 DEERFIELD 345 104143 SCOBIE POND 345 1 | [5 empty] | BF_SEBRK_169 | 1358 | 797.9 | 797.9 | 0 | 58.76%
Dispatch | [8 empty] | 0 |  |  |  | 0
Bus# | Bus Name | Volt | Area | Zone | Pgen or Pload | PMin Gen | PMax Gen | Pnew | Pdelta | Pavail | Dfax_1 | --- | Impact_1
911550 | PH2_DGEN | 345 | 101 | 1120 | 353.9 | 0 | 700 | 353.9 | 0 | 346.1 | -0.06228 |  | 0
990759 | BAT_MYSTIC~1 | 345 | 101 | 1000 | 276 | 0 | 276 | 276 | 0 | 0 | -0.06013 |  | 0
991802 | BAT_MYSTIC_R | 345 | 101 | 1000 | 507 | 0 | 507 | 507 | 0 | 0 | -0.06013 |  | 0
993997 | DFO NG_MID~1 | 115 | 101 | 1120 | 23 | 0 | 23 | 23 | 0 | 0 | -0.05994 |  | 0
114713 | WATERS RVRJ1 | 13.8 | 101 | 1242 | 16.44 | 0 | 16.44 | 16.44 | 0 | 0 | -0.05876 |  | 0
994421 | DFO NG_WAT~1 | 115 | 101 | 1130 | 61.85 | 0 | 61.85 | 61.85 | 0 | 0 | -0.05876 |  | 0
114714 | WATERS RVRJ2 | 13.8 | 101 | 1242 | 30.79 | 0 | 30.79 | 30.79 | 0 | 0 | -0.05867 |  | 0
114716 | MMWEC WR | 13.8 | 101 | 1242 | 57.97 | 0 | 57.97 | 57.97 | 0 | 0 | -0.05867 |  | 0
114069 | WHLABRATR NA | 13.8 | 101 | 1120 | 40 | 0 | 40 | 40 | 0 | 0 | -0.05838 |  | 0
114070 | OGDEN-MARTIN | 13.8 | 101 | 1120 | 41.68 | 0 | 41.68 | 41.68 | 0 | 0 | -0.05838 |  | 0
111123 | KENDALL ST B | 13.8 | 101 | 1013 | 27.75 | 0 | 27.75 | 27.75 | 0 | 0 | -0.05829 |  | 0
111126 | KENDALL CT | 18 | 101 | 1013 | 170 | 0 | 170 | 170 | 0 | 0 | -0.05829 |  | 0
111127 | E CAMBRIDGE | 13.8 | 101 | 1012 | 0 | 0 | 0 | 0 | 0 | 0 | -0.05829 |  | 0
991103 | NG_PUTNAM 36 | 115 | 101 | 1010 | 43 | 0 | 43 | 43 | 0 | 0 | -0.05829 |  | 0
991104 | DFO NG_KEN~1 | 115 | 101 | 1010 | 30 | 0 | 30 | 30 | 0 | 0 | -0.05829 |  | 0
114484 | SALEM 5CT | 18 | 101 | 1130 | 203.25 | 0 | 203.25 | 203.25 | 0 | 0 | -0.05823 |  | 0
114485 | SALEM 5ST | 13.8 | 101 | 1130 | 133.75 | 0 | 133.75 | 133.75 | 0 | 0 | -0.05823 |  | 0
114487 | SALEM 6CT | 18 | 101 | 1130 | 203.25 | 0 | 203.25 | 203.25 | 0 | 0 | -0.05823 |  | 0
114488 | SALEM 6ST | 13.8 | 101 | 1130 | 133.75 | 0 | 133.75 | 133.75 | 0 | 0 | -0.05823 |  | 0
114728 | MARBLEHEAD A | 23 | 101 | 1246 | 2.5 | 0 | 2.5 | 2.5 | 0 | 0 | -0.05813 |  | 0
114729 | MARBLEHEAD B | 23 | 101 | 1246 | 2.5 | 0 | 2.5 | 2.5 | 0 | 0 | -0.05813 |  | 0
993264 | SUN_MILLBURY | 345 | 101 | 1110 | 0 | 0 | 0 | 0 | 0 | 0 | -0.058 |  | 0
111125 | PUTNAM 2 | 13.8 | 101 | 1012 | 0 | 0 | 0 | 0 | 0 | 0 | -0.05797 |  | 0
111124 | KENDALL JET | 13.8 | 101 | 1014 | 18 | 0 | 18 | 18 | 0 | 0 | -0.05787 |  | 0
110985 | MATEP 3 | 13.8 | 101 | 1004 | 19.35 | 0 | 19.35 | 19.35 | 0 | 0 | -0.05763 |  | 0
111009 | MBTA | 14.4 | 101 | 1002 | 47 | 0 | 47 | 47 | 0 | 0 | -0.05762 |  | 0
990770 | BAT_W MEDW~1 | 345 | 101 | 1020 | 250 | 0 | 250 | 250 | 0 | 0 | -0.05762 |  | 0
114861 | ANP BLLNGHM1 | 21 | 101 | 1140 | 0 | 0 | 0 | 0 | 0 | 0 | -0.0576 |  | 0
114862 | ANP BLLNGHM2 | 21 | 101 | 1140 | 0 | 0 | 0 | 0 | 0 | 0 | -0.0576 |  | 0
991133 | BAT_CARVER | 345 | 101 | 1030 | 150 | 0 | 150 | 150 | 0 | 0 | -0.05757 |  | 0
111202 | BARNSTABLE | 115 | 101 | 1040 | 0 | 0 | 0 | 0 | 0 | 0 | -0.05756 |  | 0
111248 | WEST TISBURY | 14.4 | 101 | 1044 | 0 | 0 | 0 | 0 | 0 | 0 | -0.05756 |  | 0
111251 | CANAL G1 | 18 | 101 | 1043 | 0 | 0 | 0 | 0 | 0 | 0 | -0.05756 |  | 0
111252 | CANAL G2 | 18 | 101 | 1043 | 141.02 | 0 | 576.37 | 141.02 | 0 | 435.35 | -0.05756 |  | 0
111253 | OAK BLUFFS | 23 | 101 | 1043 | 0 | 0 | 0 | 0 | 0 | 0 | -0.05756 |  | 0
111256 | CANAL 3 CTG | 25 | 101 | 1043 | 333 | 0 | 333 | 333 | 0 | 0 | -0.05756 |  | 0
111346 | QP624_SC2 | 33 | 101 | 1040 | 0 | 0 | 0 | 0 | 0 | 0 | -0.05756 |  | 0
111347 | QP624_SC1 | 33 | 101 | 1040 | 0 | 0 | 0 | 0 | 0 | 0 | -0.05756 |  | 0
111365 | QP624-2B | 0.69 | 101 | 1043 | 0 | 0 | 0 | 0 | 0 | 0 | -0.05756 |  | 0
111366 | QP624-2A | 0.69 | 101 | 1043 | 0 | 0 | 0 | 0 | 0 | 0 | -0.05756 |  | 0
111367 | QP624-1B | 0.69 | 101 | 1043 | 0 | 0 | 0 | 0 | 0 | 0 | -0.05756 |  | 0
111368 | QP624-1A | 0.69 | 101 | 1043 | 0 | 0 | 0 | 0 | 0 | 0 | -0.05756 |  | 0
115978 | BUNKER CTG | 13.2 | 101 | 1170 | 0 | 0 | 0 | 0 | 0 | 0 | -0.05756 |  | 0
115979 | BUNKER BESS | 0.4 | 101 | 1170 | 0 | 0 | 0 | 0 | 0 | 0 | -0.05756 |  | 0
990783 | WND_PILGRIM | 345 | 101 | 1020 | 0 | 0 | 0 | 0 | 0 | 0 | -0.05756 |  | 0
991134 | WND_W BARN~1 | 345 | 101 | 1030 | 0 | 0 | 0 | 0 | 0 | 0 | -0.05756 |  | 0
991135 | WND_W BARN~1 | 115 | 101 | 1040 | 0 | 0 | 0 | 0 | 0 | 0 | -0.05756 |  | 0
991202 | WND_BARNST~1 | 115 | 101 | 1040 | 0 | 0 | 0 | 0 | 0 | 0 | -0.05756 |  | 0
991204 | SUN BAT_FA~1 | 115 | 101 | 1040 | 0 | 0 | 0 | 0 | 0 | 0 | -0.05756 |  | 0
991207 | SUN BAT_HA~1 | 115 | 101 | 1040 | 0 | 0 | 0 | 0 | 0 | 0 | -0.05756 |  | 0
991215 | SUN BAT_MA~1 | 115 | 101 | 1040 | 0 | 0 | 0 | 0 | 0 | 0 | -0.05756 |  | 0
991245 | SUN BAT_SA~1 | 115 | 101 | 1040 | 0 | 0 | 0 | 0 | 0 | 0 | -0.05756 |  | 0
110983 | MATEP_DIESEL | 13.8 | 101 | 1004 | 19.35 | 0 | 19.35 | 19.35 | 0 | 0 | -0.05755 |  | 0
110984 | MATEP_CC | 13.8 | 101 | 1004 | 57.1 | 0 | 57.1 | 57.1 | 0 | 0 | -0.05755 |  | 0
990926 | BAT_ELECTR~1 | 115 | 101 | 1000 | 267.51 | 0 | 326.37 | 267.51 | 0 | 58.86 | -0.05755 |  | 0
991136 | SUN_KINGST~1 | 115 | 101 | 1030 | 2.76 | 0 | 2.76 | 2.76 | 0 | 0 | -0.05755 |  | 0
991144 | BAT_BROOK ~1 | 115 | 101 | 1030 | 209.96 | 0 | 209.96 | 209.96 | 0 | 0 | -0.05755 |  | 0
991156 | SUN BAT_VA~1 | 115 | 101 | 1030 | 9.98 | 0 | 9.98 | 9.98 | 0 | 0 | -0.05755 |  | 0
991171 | SUN BAT_WE~1 | 23 | 101 | 1032 | 0 | 0 | 0 | 0 | 0 | 0 | -0.05755 |  | 0
111181 | BW-PV_1 | 0.4 | 101 | 1032 | 0 | 0 | 0 | 0 | 0 | 0 | -0.05754 |  | 0
111182 | BW-PV_2 | 0.4 | 101 | 1032 | 0 | 0 | 0 | 0 | 0 | 0 | -0.05754 |  | 0
111183 | BW-PV_3 | 0.4 | 101 | 1032 | 0 | 0 | 0 | 0 | 0 | 0 | -0.05754 |  | 0
111188 | SEMASS G1 | 13.8 | 101 | 1033 | 0 | 0 | 0 | 0 | 0 | 0 | -0.05754 |  | 0
111189 | SEMASS G2 | 13.8 | 101 | 1033 | 0 | 0 | 0 | 0 | 0 | 0 | -0.05754 |  | 0
991141 | SUN BAT_TR~1 | 115 | 101 | 1030 | 12.69 | 0 | 33.74 | 12.69 | 0 | 21.05 | -0.05754 |  | 0
991152 | BAT_WAREHA~1 | 115 | 101 | 1030 | 244.22 | 0 | 348.18 | 244.22 | 0 | 103.96 | -0.05754 |  | 0
991155 | SUN_WAREHA~1 | 115 | 101 | 1030 | 9.5 | 0 | 9.5 | 9.5 | 0 | 0 | -0.05754 |  | 0
110950 | W MEDWAY J2 | 13.8 | 101 | 1023 | 0 | 0 | 0 | 0 | 0 | 0 | -0.05753 |  | 0
110951 | W MEDWAY JET | 13.8 | 101 | 1023 | 0 | 0 | 0 | 0 | 0 | 0 | -0.05753 |  | 0
991140 | SUN BAT_RO~1 | 115 | 101 | 1030 | 24.62 | 0 | 24.62 | 24.62 | 0 | 0 | -0.05752 |  | 0
991271 | SUN BAT_CR~2 | 115 | 101 | 1050 | 27.96 | 0 | 27.96 | 27.96 | 0 | 0 | -0.05751 |  | 0
111092 | EDGAR ST | 18 | 101 | 1023 | 0 | 0 | 0 | 0 | 0 | 0 | -0.0575 |  | 0
111093 | EDGAR GT1 | 16 | 101 | 1023 | 0 | 0 | 0 | 0 | 0 | 0 | -0.0575 |  | 0
111097 | EDGAR GT2 | 16 | 101 | 1023 | 0 | 0 | 0 | 0 | 0 | 0 | -0.0575 |  | 0
111722 | TA WATSON 1 | 13.8 | 101 | 1063 | 0 | 0 | 0 | 0 | 0 | 0 | -0.0575 |  | 0
111723 | TA WATSON 2 | 13.8 | 101 | 1063 | 0 | 0 | 0 | 0 | 0 | 0 | -0.0575 |  | 0
111728 | POTTER 2 CT | 13.8 | 101 | 1063 | 0 | 0 | 0 | 0 | 0 | 0 | -0.0575 |  | 0
111729 | POTTER 2 ST | 13.8 | 101 | 1063 | 0 | 0 | 0 | 0 | 0 | 0 | -0.0575 |  | 0
990901 | DFO NG_EDGAR | 115 | 101 | 1020 | 0 | 0 | 0 | 0 | 0 | 0 | -0.0575 |  | 0
991272 | SUN BAT_AR~1 | 115 | 101 | 1050 | 7 | 0 | 7 | 7 | 0 | 0 | -0.05749 |  | 0
991273 | SUN BAT_WI~1 | 115 | 101 | 1050 | 28.43 | 0 | 28.43 | 28.43 | 0 | 0 | -0.05749 |  | 0
111084 | NEA BELL GT1 | 13.8 | 101 | 1023 | 0 | 0 | 0 | 0 | 0 | 0 | -0.05747 |  | 0
111085 | NEA BELL GT2 | 13.8 | 101 | 1023 | 0 | 0 | 0 | 0 | 0 | 0 | -0.05747 |  | 0
111086 | NEA BELL ST1 | 13.8 | 101 | 1023 | 0 | 0 | 0 | 0 | 0 | 0 | -0.05747 |  | 0
991268 | SUN BAT_IN~1 | 115 | 101 | 1050 | 40.45 | 0 | 40.45 | 40.45 | 0 | 0 | -0.05746 |  | 0
115689 | CLEARY G8-9A | 13.8 | 101 | 1254 | 46.82 | 0 | 46.82 | 46.82 | 0 | 0 | -0.05745 |  | 0
115690 | CLEARY G9 | 13.8 | 101 | 1254 | 84.18 | 0 | 84.18 | 84.18 | 0 | 0 | -0.05745 |  | 0
111316 | DARTMTH PWRA | 13.8 | 101 | 1053 | 0 | 0 | 0 | 0 | 0 | 0 | -0.05744 |  | 0
111317 | DARTMTH PWRB | 13.8 | 101 | 1053 | 0 | 0 | 0 | 0 | 0 | 0 | -0.05744 |  | 0
990898 | SUN BAT_CA~1 | 115 | 101 | 1020 | 8.8 | 0 | 8.8 | 8.8 | 0 | 0 | -0.05744 |  | 0
991265 | SUN BAT_FI~1 | 115 | 101 | 1050 | 0 | 0 | 0 | 0 | 0 | 0 | -0.05744 |  | 0
991267 | BAT_CROSS ~1 | 115 | 101 | 1050 | 129.81 | 0 | 246 | 129.81 | 0 | 116.19 | -0.05744 |  | 0
991275 | SUN BAT_CR~1 | 115 | 101 | 1050 | 14.5 | 0 | 14.5 | 14.5 | 0 | 0 | -0.05744 |  | 0
115742 | DIGHTON PWR | 22 | 101 | 1160 | 168 | 0 | 168 | 168 | 0 | 0 | -0.05743 |  | 0
111095 | ANP BLKSTN 1 | 21 | 101 | 1023 | 0 | 0 | 0 | 0 | 0 | 0 | -0.0574 |  | 0
111096 | ANP BLKSTN 2 | 21 | 101 | 1023 | 0 | 0 | 0 | 0 | 0 | 0 | -0.0574 |  | 0
991378 | SUN BAT_BE~1 | 115 | 101 | 1050 | 279.36 | 0 | 880 | 279.36 | 0 | 600.64 | -0.0574 |  | 0
117434 | TIVERTON GT | 18 | 101 | 1410 | 0 | 0 | 0 | 0 | 0 | 0 | -0.05739 |  | 0
117435 | TIVERTON ST | 13.8 | 101 | 1410 | 0 | 0 | 0 | 0 | 0 | 0 | -0.05739 |  | 0
997357 | SUN_Tiverton | 115 | 101 | 1410 | 0 | 0 | 0 | 0 | 0 | 0 | -0.05739 |  | 0
998179 | NG_NAVY TAP | 69 | 101 | 1420 | 6.27 | 0 | 6.27 | 6.27 | 0 | 0 | -0.05739 |  | 0
998187 | SUN_JEPSON | 13.8 | 101 | 1420 | 20.97 | 0 | 20.97 | 20.97 | 0 | 0 | -0.05739 |  | 0
994734 | WND_BRAYTN~1 | 345 | 101 | 1140 | 0 | 0 | 0 | 0 | 0 | 0 | -0.05738 |  | 0
994757 | BAT_S WREN~1 | 115 | 101 | 1140 | 0 | 0 | 0 | 0 | 0 | 0 | -0.05737 |  | 0
111028 | FRAMINGHAM | 13.8 | 101 | 1002 | 42.3 | 0 | 42.3 | 42.3 | 0 | 0 | -0.05729 |  | 0
990819 | BAT_CHELSE~1 | 115 | 101 | 1000 | 351.9 | 0 | 351.9 | 351.9 | 0 | 0 | -0.05728 |  | 0
114470 | GE RIVER R&T | 13.8 | 101 | 1130 | 1.14 | 0 | 1.14 | 1.14 | 0 | 0 | -0.05719 |  | 0
114474 | GE RIVER S&U | 13.8 | 101 | 1130 | 1.14 | 0 | 1.14 | 1.14 | 0 | 0 | -0.05719 |  | 0
111080 | W MEDWAY J4 | 13.8 | 101 | 1023 | 97.4 | 0 | 97.4 | 97.4 | 0 | 0 | -0.05718 |  | 0
111081 | W MEDWAY J5 | 13.8 | 101 | 1023 | 97.4 | 0 | 97.4 | 97.4 | 0 | 0 | -0.05718 |  | 0
111083 | W MEDWAY J3 | 13.8 | 101 | 1023 | 57.5 | 0 | 57.5 | 57.5 | 0 | 0 | -0.05718 |  | 0
117426 | MANCHSTR 09A | 13.8 | 101 | 1410 | 106.94 | 0 | 106.94 | 106.94 | 0 | 0 | -0.05718 |  | 0
117427 | MANCHSTR 10A | 13.8 | 101 | 1410 | 109.03 | 0 | 109.03 | 109.03 | 0 | 0 | -0.05718 |  | 0
117428 | MANCHSTR 11A | 13.8 | 101 | 1410 | 107.53 | 0 | 107.53 | 107.53 | 0 | 0 | -0.05718 |  | 0
117431 | FRNKLNSQ SC1 | 11.5 | 101 | 1410 | 47.06 | 0 | 47.06 | 47.06 | 0 | 0 | -0.05718 |  | 0
117432 | FRNKLNSQ SC2 | 11.5 | 101 | 1410 | 47.97 | 0 | 47.97 | 47.97 | 0 | 0 | -0.05718 |  | 0
117433 | FRNKLNSQ SC3 | 11.5 | 101 | 1410 | 49.47 | 0 | 49.47 | 49.47 | 0 | 0 | -0.05718 |  | 0
117436 | RISE CT1 | 18 | 101 | 1410 | 183.1 | 0 | 183.1 | 183.1 | 0 | 0 | -0.05715 |  | 0
117437 | RISE ST | 18 | 101 | 1410 | 185.48 | 0 | 185.48 | 185.48 | 0 | 0 | -0.05715 |  | 0
117438 | RISE CT2 | 18 | 101 | 1410 | 183.1 | 0 | 183.1 | 183.1 | 0 | 0 | -0.05715 |  | 0
117446 | J LANDFIL P2 | 4.2 | 101 | 1410 | 0 | 0 | 0 | 0 | 0 | 0 | -0.05715 |  | 0
117455 | RIDGEWOOD LD | 13.8 | 101 | 1410 | 0 | 0 | 0 | 0 | 0 | 0 | -0.05715 |  | 0
117501 | J_LANDF_L | 0.6 | 101 | 1410 | 0 | 0 | 0 | 0 | 0 | 0 | -0.05715 |  | 0
997311 | SUN_JOHNST~1 | 115 | 101 | 1410 | 0 | 0 | 0 | 0 | 0 | 0 | -0.05715 |  | 0
997353 | SUN_PUTNAM~1 | 115 | 101 | 1410 | 0 | 0 | 0 | 0 | 0 | 0 | -0.05715 |  | 0
997346 | SUN_WOLF H~1 | 115 | 101 | 1410 | 0 | 0 | 0 | 0 | 0 | 0 | -0.05714 |  | 0
114465 | RESCO-SAUGUS | 13.8 | 101 | 1130 | 32.79 | 0 | 32.79 | 32.79 | 0 | 0 | -0.05713 |  | 0
117503 | S-SKY-2228_L | 0.48 | 101 | 1410 | 0 | 0 | 0 | 0 | 0 | 0 | -0.05713 |  | 0
117505 | S-SKY-WCR_L | 0.48 | 101 | 1410 | 0 | 0 | 0 | 0 | 0 | 0 | -0.05713 |  | 0
117514 | HOPE_0.385KV | 0.38 | 101 | 1410 | 0 | 0 | 0 | 0 | 0 | 0 | -0.05713 |  | 0
997342 | SUN_W CRAN~1 | 115 | 101 | 1410 | 0 | 0 | 0 | 0 | 0 | 0 | -0.05713 |  | 0
997005 | BAT_W FARN~1 | 115 | 101 | 1400 | 0 | 0 | 0 | 0 | 0 | 0 | -0.05712 |  | 0
997012 | SUN_NASONV~1 | 115 | 101 | 1400 | 0 | 0 | 0 | 0 | 0 | 0 | -0.05712 |  | 0
997463 | SUN_NEW LO~1 | 115 | 101 | 1410 | 0 | 0 | 0 | 0 | 0 | 0 | -0.05712 |  | 0
117485 | RI_WED_GEN | 0.6 | 101 | 1410 | 0 | 0 | 0 | 0 | 0 | 0 | -0.05711 |  | 0
117486 | RI WED G2 | 0.6 | 101 | 1410 | 0 | 0 | 0 | 0 | 0 | 0 | -0.05711 |  | 0
997327 | SUN_DRUMROCK | 115 | 101 | 1410 | 0 | 0 | 0 | 0 | 0 | 0 | -0.05711 |  | 0
997332 | SUN_KENT C~1 | 115 | 101 | 1410 | 0 | 0 | 0 | 0 | 0 | 0 | -0.05711 |  | 0
997385 | SUN_KENT C~1 | 34.5 | 101 | 1410 | 0 | 0 | 0 | 0 | 0 | 0 | -0.05711 |  | 0
117029 | OCEAN ST GT1 | 13.8 | 101 | 1400 | 77.46 | 0 | 77.46 | 77.46 | 0 | 0 | -0.0571 |  | 0
117030 | OCEAN ST GT2 | 13.8 | 101 | 1400 | 77.46 | 0 | 77.46 | 77.46 | 0 | 0 | -0.0571 |  | 0
117031 | OCEAN ST ST1 | 13.8 | 101 | 1400 | 117.42 | 0 | 117.42 | 117.42 | 0 | 0 | -0.0571 |  | 0
117032 | OCEAN ST GT3 | 13.8 | 101 | 1400 | 78.17 | 0 | 78.17 | 78.17 | 0 | 0 | -0.0571 |  | 0
117033 | OCEAN ST GT4 | 13.8 | 101 | 1400 | 78.17 | 0 | 78.17 | 78.17 | 0 | 0 | -0.0571 |  | 0
117034 | OCEAN ST ST2 | 13.8 | 101 | 1400 | 118.49 | 0 | 118.49 | 118.49 | 0 | 0 | -0.0571 |  | 0
997000 | DFO NG_SHE~1 | 345 | 101 | 1400 | 0 | 0 | 0 | 0 | 0 | 0 | -0.0571 |  | 0
997349 | SUN_WOONSO~1 | 115 | 101 | 1410 | 0 | 0 | 0 | 0 | 0 | 0 | -0.0571 |  | 0
114858 | MILFRD MA CT | 13.8 | 101 | 1140 | 109.83 | 0 | 109.83 | 109.83 | 0 | 0 | -0.05709 |  | 0
114859 | MILFRD MA ST | 13.8 | 101 | 1140 | 92.17 | 0 | 92.17 | 92.17 | 0 | 0 | -0.05709 |  | 0
997314 | BAT_DAVISV~1 | 115 | 101 | 1410 | 0 | 0 | 0 | 0 | 0 | 0 | -0.057 |  | 0
997368 | SUN_OLD BA~1 | 12.5 | 101 | 1410 | 0 | 0 | 0 | 0 | 0 | 0 | -0.057 |  | 0
113341 | OAKDALE_A53 | 69 | 101 | 1110 | 0 | 0 | 0 | 0 | 0 | 0 | -0.05691 |  | 0
113907 | SHREWSBRY | 69 | 101 | 1214 | 0 | 0 | 0 | 0 | 0 | 0 | -0.0569 |  | 0
997313 | SUN_TOWER ~1 | 115 | 101 | 1410 | 0 | 0 | 0 | 0 | 0 | 0 | -0.0569 |  | 0
997363 | SUN_TOWER ~1 | 12.5 | 101 | 1410 | 0 | 0 | 0 | 0 | 0 | 0 | -0.0569 |  | 0
117495 | BLK ISL WIND | 0.9 | 101 | 1410 | 0 | 0 | 0 | 0 | 0 | 0 | -0.05672 |  | 0
997339 | SUN_W KING~1 | 115 | 101 | 1410 | 0 | 0 | 0 | 0 | 0 | 0 | -0.05672 |  | 0
113926 | CHERRYST DSL | 4.16 | 101 | 1220 | 16.8 | 0 | 16.8 | 16.8 | 0 | 0 | -0.05667 |  | 0
113404 | WMI MILLBURY | 13.8 | 101 | 1110 | 40.94 | 0 | 40.94 | 40.94 | 0 | 0 | -0.05656 |  | 0
997305 | SUN_KENYON | 115 | 101 | 1410 | 0 | 0 | 0 | 0 | 0 | 0 | -0.05654 |  | 0
999038 | BAT_KILLIN~1 | 345 | 101 | 1630 | 0 | 0 | 0 | 0 | 0 | 0 | -0.05648 |  | 0
121513 | LAKE ROAD_C1 | 21 | 101 | 1633 | 269.79 | 0 | 269.79 | 269.79 | 0 | 0 | -0.05646 |  | 0
121514 | LAKE ROAD_C2 | 21 | 101 | 1633 | 275.21 | 0 | 275.21 | 275.21 | 0 | 0 | -0.05646 |  | 0
121515 | LAKE ROAD_C3 | 21 | 101 | 1633 | 0.78 | 0 | 279 | 0.78 | 0 | 278.22 | -0.05646 |  | 0
121517 | QP724 CT | 23.5 | 101 | 1633 | 341.24 | 0 | 393.67 | 341.24 | 0 | 52.43 | -0.0564 |  | 0
121518 | QP724 ST | 16 | 101 | 1633 | 238.29 | 0 | 238.29 | 238.29 | 0 | 0 | -0.0564 |  | 0
117507 | STSK_GEN | 0.55 | 101 | 1410 | 0 | 0 | 0 | 0 | 0 | 0 | -0.05638 |  | 0
997348 | SUN_WOOD R~1 | 115 | 101 | 1410 | 0 | 0 | 0 | 0 | 0 | 0 | -0.05638 |  | 0
993328 | SUN_EAST W~1 | 69 | 101 | 1110 | 9.93 | 0 | 9.93 | 9.93 | 0 | 0 | -0.05625 |  | 0
113429 | FRENCH_B1 | 0.48 | 101 | 1110 | 0 | 0 | 0 | 0 | 0 | 0 | -0.05624 |  | 0
113431 | FRENCH_A1 | 0.48 | 101 | 1110 | 0 | 0 | 0 | 0 | 0 | 0 | -0.05624 |  | 0
113432 | FRENCH_A2 | 0.48 | 101 | 1110 | 0 | 0 | 0 | 0 | 0 | 0 | -0.05624 |  | 0
993287 | SUN_NORTH ~1 | 115 | 101 | 1110 | 0 | 0 | 0 | 0 | 0 | 0 | -0.05624 |  | 0
997458 | SUN_CHASE ~1 | 115 | 101 | 1410 | 0 | 0 | 0 | 0 | 0 | 0 | -0.05622 |  | 0
121526 | WOODSHILL_PV | 0.38 | 101 | 1634 | 0 | 0 | 0 | 0 | 0 | 0 | -0.05614 |  | 0
121536 | QB_GEN | 0.42 | 101 | 1633 | 0 | 0 | 0 | 0 | 0 | 0 | -0.05613 |  | 0
113389 | SNOW STREET2 | 13.2 | 101 | 1110 | 0 | 0 | 0 | 0 | 0 | 0 | -0.05607 |  | 0
113405 | MILLENIUM CT | 16 | 101 | 1110 | 0 | 0 | 0 | 0 | 0 | 0 | -0.05607 |  | 0
113406 | MILLENIUM ST | 13.8 | 101 | 1110 | 0 | 0 | 0 | 0 | 0 | 0 | -0.05607 |  | 0
993295 | SUN_SNOW S~1 | 115 | 101 | 1110 | 0 | 0 | 0 | 0 | 0 | 0 | -0.05607 |  | 0
121638 | PAWCATCK SLR | 0.6 | 101 | 1634 | 0 | 0 | 0 | 0 | 0 | 0 | -0.05602 |  | 0
999682 | SUN_SHUNCK~1 | 115 | 101 | 1630 | 0 | 0 | 0 | 0 | 0 | 0 | -0.05602 |  | 0
999541 | SUN_BROOKL~1 | 115 | 101 | 1630 | 0 | 0 | 0 | 0 | 0 | 0 | -0.056 |  | 0
993300 | SUN_W CHAR~1 | 115 | 101 | 1110 | 0 | 0 | 0 | 0 | 0 | 0 | -0.05592 |  | 0
121559 | CONSTITUTION | 0.6 | 101 | 1634 | 0 | 0 | 0 | 0 | 0 | 0 | -0.05577 |  | 0
121560 | PLAINFIELD | 13.8 | 101 | 1633 | 0 | 0 | 0 | 0 | 0 | 0 | -0.05577 |  | 0
999562 | SUN_FRY BR~1 | 115 | 101 | 1630 | 0 | 0 | 0 | 0 | 0 | 0 | -0.05577 |  | 0
121587 | FOXWOODS G2 | 4.16 | 101 | 1634 | 0 | 0 | 0 | 0 | 0 | 0 | -0.05567 |  | 0
999672 | BAT_MYSTIC~2 | 115 | 101 | 1630 | 0 | 0 | 0 | 0 | 0 | 0 | -0.05567 |  | 0
113142 | SOLTERRA A | 0.48 | 101 | 1100 | 0 | 0 | 0 | 0 | 0 | 0 | -0.05561 |  | 0
113143 | SOLTERRA B | 0.42 | 101 | 1100 | 0 | 0 | 0 | 0 | 0 | 0 | -0.05561 |  | 0
993000 | SUN_TREASU~1 | 115 | 101 | 1100 | 0 | 0 | 0 | 0 | 0 | 0 | -0.05561 |  | 0
113378 | FITCH RD1 | 13.8 | 101 | 1110 | 0.95 | 0 | 0.95 | 0.95 | 0 | 0 | -0.05554 |  | 0
113379 | FITCH RD2 | 13.8 | 101 | 1110 | 0.95 | 0 | 0.95 | 0.95 | 0 | 0 | -0.05554 |  | 0
121570 | TUNNEL JET | 13.2 | 101 | 1634 | 0 | 0 | 0 | 0 | 0 | 0 | -0.05551 |  | 0
121571 | FUSION_GEN | 0.38 | 101 | 1634 | 0 | 0 | 0 | 0 | 0 | 0 | -0.05551 |  | 0
121586 | FOXWOODS G1 | 4.16 | 101 | 1634 | 0 | 0 | 0 | 0 | 0 | 0 | -0.05551 |  | 0
999583 | SUN_TUNNEL | 115 | 101 | 1630 | 0 | 0 | 0 | 0 | 0 | 0 | -0.05551 |  | 0
121788 | LISBON | 4.16 | 101 | 1633 | 0 | 0 | 0 | 0 | 0 | 0 | -0.05548 |  | 0
993039 | SUN_MEADOW~2 | 69 | 101 | 1100 | 8.13 | 0 | 8.13 | 8.13 | 0 | 0 | -0.05548 |  | 0
993054 | SUN_MEADOW~1 | 69 | 101 | 1100 | 13.6 | 0 | 13.6 | 13.6 | 0 | 0 | -0.05548 |  | 0
121579 | NORWICH JET | 13.8 | 101 | 1633 | 0 | 0 | 0 | 0 | 0 | 0 | -0.05544 |  | 0
121590 | SECREC | 13.2 | 101 | 1633 | 0 | 0 | 0 | 0 | 0 | 0 | -0.05544 |  | 0
999849 | FC_WILLIMA~1 | 115 | 101 | 1630 | 0 | 0 | 0 | 0 | 0 | 0 | -0.05543 |  | 0
113138 | VUELTA_GEN | 0.38 | 101 | 1100 | 0 | 0 | 0 | 0 | 0 | 0 | -0.05541 |  | 0
113139 | OLD_WARDOUR | 0.38 | 101 | 1100 | 2.33 | 0 | 2.38 | 2.33 | 0 | 0.05 | -0.05541 |  | 0
993037 | SUN_LASHAW~1 | 69 | 101 | 1100 | 18.09 | 0 | 26.15 | 18.09 | 0 | 8.06 | -0.0553 |  | 0
121647 | MONTVILLE | 2.4 | 101 | 1633 | 0 | 0 | 0 | 0 | 0 | 0 | -0.0552 |  | 0
113082 | BARRE MA T1 | 13.8 | 101 | 1100 | 0 | 0 | 0 | 0 | 0 | 0 | -0.05516 |  | 0
993007 | BAT_BARRE ~1 | 115 | 101 | 1100 | 0 | 0 | 0 | 0 | 0 | 0 | -0.05516 |  | 0
113128 | WARREN_A | 0.34 | 101 | 1100 | 0 | 0 | 0 | 0 | 0 | 0 | -0.05513 |  | 0
113129 | WARREN_B | 0.34 | 101 | 1100 | 0 | 0 | 0 | 0 | 0 | 0 | -0.05513 |  | 0
113130 | WARREN_C | 0.36 | 101 | 1100 | 0 | 0 | 0 | 0 | 0 | 0 | -0.05513 |  | 0
993004 | SUN_LITL R~1 | 115 | 101 | 1100 | 24.91 | 0 | 24.91 | 24.91 | 0 | 0 | -0.05513 |  | 0
121645 | MONTVILLE_G5 | 13.8 | 101 | 1633 | 0 | 0 | 0 | 0 | 0 | 0 | -0.05511 |  | 0
121646 | MONTVILLE_G6 | 22 | 101 | 1633 | 24.5 | 0 | 410 | 24.5 | 0 | 385.5 | -0.05511 |  | 0
121835 | RAND WHITNEY | 13.8 | 101 | 1634 | 0 | 0 | 0 | 0 | 0 | 0 | -0.05511 |  | 0
999718 | WND_MONTVI~1 | 115 | 101 | 1630 | 0 | 0 | 0 | 0 | 0 | 0 | -0.05511 |  | 0
999768 | SUN_WATERF~1 | 115 | 101 | 1630 | 0 | 0 | 0 | 0 | 0 | 0 | -0.05511 |  | 0
990804 | SUN BAT_BU~1 | 115 | 101 | 1000 | 5.5 | 0 | 5.5 | 5.5 | 0 | 0 | -0.05509 |  | 0
993031 | SUN_WARE | 69 | 101 | 1100 | 60.61 | 0 | 85.08 | 60.61 | 0 | 24.47 | -0.05491 |  | 0
121656 | MILLSTONE_G2 | 24 | 101 | 1633 | 934.5 | 0 | 934.5 | 934.5 | 0 | 0 | -0.05486 |  | 0
121657 | MILLSTONE_G3 | 24 | 101 | 1633 | 1283 | 0 | 1283 | 1283 | 0 | 0 | -0.05486 |  | 0
999194 | NUC_MILLST~1 | 345 | 101 | 1630 | 0 | 0 | 0 | 0 | 0 | 0 | -0.05486 |  | 0
113020 | DaymarkGe~42 | 115 | 101 | 1100 | 0 | 0 | 0 | 0 | 0 | 0 | -0.05478 |  | 0
993036 | SUN_WILBRA~1 | 69 | 101 | 1100 | 9.7 | 0 | 9.7 | 9.7 | 0 | 0 | -0.05465 |  | 0
993047 | SUN_E.LONG~1 | 69 | 101 | 1100 | 8.99 | 0 | 8.99 | 8.99 | 0 | 0 | -0.05465 |  | 0
993034 | SUN_BELCHE~1 | 69 | 101 | 1100 | 17.93 | 0 | 17.93 | 17.93 | 0 | 0 | -0.05463 |  | 0
113073 | PALMER | 23 | 101 | 1100 | 0 | 0 | 0 | 0 | 0 | 0 | -0.05458 |  | 0
993012 | SUN_PALMER | 115 | 101 | 1100 | 19.2 | 0 | 19.2 | 19.2 | 0 | 0 | -0.05458 |  | 0
122030 | KLEEN_C1 | 16.5 | 101 | 1713 | 180.65 | 0 | 180.65 | 180.65 | 0 | 0 | -0.05446 |  | 0
122031 | KLEEN_C2 | 16.5 | 101 | 1713 | 180.65 | 0 | 180.65 | 180.65 | 0 | 0 | -0.05446 |  | 0
122032 | KLEEN_S1 | 18 | 101 | 1713 | 258.7 | 0 | 258.7 | 258.7 | 0 | 0 | -0.05446 |  | 0
113894 | STERLING T2 | 13.8 | 101 | 1210 | 0 | 0 | 0 | 0 | 0 | 0 | -0.05445 |  | 0
122041 | MIDDLETWN_G2 | 13.8 | 101 | 1713 | 121.29 | 0 | 121.29 | 121.29 | 0 | 0 | -0.05445 |  | 0
122042 | MIDDLETWN_G3 | 22 | 101 | 1713 | 231.71 | 0 | 231.71 | 231.71 | 0 | 0 | -0.05445 |  | 0
122043 | MIDDLETWN_G4 | 22 | 101 | 1713 | 402 | 0 | 402 | 402 | 0 | 0 | -0.05445 |  | 0
122044 | MIDDLETWN_10 | 13.2 | 101 | 1713 | 0 | 0 | 0 | 0 | 0 | 0 | -0.05445 |  | 0
122046 | MIDDLETWN_12 | 13.8 | 101 | 1713 | 0 | 0 | 0 | 0 | 0 | 0 | -0.05445 |  | 0
122047 | MIDDLETWN_13 | 13.8 | 101 | 1713 | 0 | 0 | 0 | 0 | 0 | 0 | -0.05445 |  | 0
122048 | MIDDLETWN_14 | 13.8 | 101 | 1713 | 0 | 0 | 0 | 0 | 0 | 0 | -0.05445 |  | 0
122049 | MIDDLETWN_15 | 13.8 | 101 | 1713 | 0 | 0 | 0 | 0 | 0 | 0 | -0.05445 |  | 0
121931 | RIVERSIDE PF | 23 | 101 | 1672 | 0 | 0 | 0 | 0 | 0 | 0 | -0.0544 |  | 0
121943 | S-MEADOW_G5 | 11.5 | 101 | 1673 | 0 | 0 | 0 | 0 | 0 | 0 | -0.0544 |  | 0
121944 | S-MEADOW_G6 | 11.5 | 101 | 1673 | 0 | 0 | 0 | 0 | 0 | 0 | -0.0544 |  | 0
121852 | RAINBOW HYD | 2.4 | 101 | 1654 | 0 | 0 | 0 | 0 | 0 | 0 | -0.05439 |  | 0
121860 | HAMILTON GT | 13.8 | 101 | 1654 | 0 | 0 | 0 | 0 | 0 | 0 | -0.05439 |  | 0
121865 | DEXTER CT | 13.8 | 101 | 1653 | 0 | 0 | 0 | 0 | 0 | 0 | -0.05439 |  | 0
990002 | SUN_WINDSO~1 | 115 | 101 | 1650 | 0 | 0 | 0 | 0 | 0 | 0 | -0.05439 |  | 0
990038 | SUN_BARBOU~1 | 115 | 101 | 1650 | 0 | 0 | 0 | 0 | 0 | 0 | -0.05439 |  | 0
121964 | CDECCA_CT | 13.8 | 101 | 1673 | 0 | 0 | 0 | 0 | 0 | 0 | -0.05436 |  | 0
121965 | CDECCA_ST | 13.2 | 101 | 1673 | 0 | 0 | 0 | 0 | 0 | 0 | -0.05436 |  | 0
123635 | HALVARSSON | 192 | 101 | 1830 | 0 | 0 | 0 | 0 | 0 | 0 | -0.05436 |  | 0
122417 | BRANFORD JET | 13.8 | 101 | 1734 | 0 | 0 | 0 | 0 | 0 | 0 | -0.05433 |  | 0
990488 | NG_BLACK R~1 | 115 | 101 | 1670 | 0 | 0 | 0 | 0 | 0 | 0 | -0.05432 |  | 0
123653 | NEW HAVN HBR | 22 | 101 | 1823 | 0 | 0 | 0 | 0 | 0 | 0 | -0.05431 |  | 0
123655 | NHHP G2 | 13.8 | 101 | 1823 | 0 | 0 | 0 | 0 | 0 | 0 | -0.05431 |  | 0
123656 | NHHP G3-4 | 13.8 | 101 | 1823 | 0 | 0 | 0 | 0 | 0 | 0 | -0.05431 |  | 0
990290 | SUN_N-BLOO~1 | 115 | 101 | 1670 | 0 | 0 | 0 | 0 | 0 | 0 | -0.0543 |  | 0
123128 | YALE DG 1 | 13.8 | 101 | 1804 | 0 | 0 | 0 | 0 | 0 | 0 | -0.05429 |  | 0
123129 | YALE DG 2 | 13.8 | 101 | 1804 | 0 | 0 | 0 | 0 | 0 | 0 | -0.05429 |  | 0
122448 | WALLINGFRDG1 | 13.8 | 101 | 1733 | 0 | 0 | 0 | 0 | 0 | 0 | -0.05428 |  | 0
122449 | WALLINGFRDG2 | 13.8 | 101 | 1733 | 0 | 0 | 0 | 0 | 0 | 0 | -0.05428 |  | 0
122450 | WALLINGFRDG3 | 13.8 | 101 | 1733 | 0 | 0 | 0 | 0 | 0 | 0 | -0.05428 |  | 0
122451 | WALLINGFRDG4 | 13.8 | 101 | 1733 | 0 | 0 | 0 | 0 | 0 | 0 | -0.05428 |  | 0
122452 | WALLINGFRDG5 | 13.8 | 101 | 1733 | 0 | 0 | 0 | 0 | 0 | 0 | -0.05428 |  | 0
122453 | WALLINGFRDG6 | 13.8 | 101 | 1733 | 0 | 0 | 0 | 0 | 0 | 0 | -0.05428 |  | 0
122454 | WALLINGFRDG7 | 13.8 | 101 | 1733 | 0 | 0 | 0 | 0 | 0 | 0 | -0.05428 |  | 0
122542 | A.L. PIERCE | 13.8 | 101 | 1733 | 0 | 0 | 0 | 0 | 0 | 0 | -0.05428 |  | 0
990740 | SUN_WALLIN~1 | 115 | 101 | 1730 | 0 | 0 | 0 | 0 | 0 | 0 | -0.05428 |  | 0
122154 | SIMSBURY SLR | 0.38 | 101 | 1694 | 0 | 0 | 0 | 0 | 0 | 0 | -0.05426 |  | 0
990307 | SUN_NE-SIM~1 | 115 | 101 | 1690 | 0 | 0 | 0 | 0 | 0 | 0 | -0.05426 |  | 0
999116 | SUN_N-BLOO~1 | 345 | 101 | 1670 | 0 | 0 | 0 | 0 | 0 | 0 | -0.05425 |  | 0
122272 | FORESTVILLE | 13.8 | 101 | 1692 | 0 | 0 | 0 | 0 | 0 | 0 | -0.05424 |  | 0
993014 | SUN_THORND~1 | 115 | 101 | 1100 | 17.42 | 0 | 17.42 | 17.42 | 0 | 0 | -0.05424 |  | 0
113889 | PRINCETON | 13.8 | 101 | 1208 | 0 | 0 | 0 | 0 | 0 | 0 | -0.05419 |  | 0
993109 | SUN_WEST H~1 | 115 | 101 | 1100 | 3.33 | 0 | 13.17 | 3.33 | 0 | 9.84 | -0.05418 |  | 0
122469 | DEVON #10 | 13.8 | 101 | 1733 | 0 | 0 | 0 | 0 | 0 | 0 | -0.05417 |  | 0
122476 | DEVON #15-16 | 13.8 | 101 | 1733 | 93.8 | 0 | 93.8 | 93.8 | 0 | 0 | -0.05417 |  | 0
122477 | DEVON #17-18 | 13.8 | 101 | 1733 | 73.07 | 0 | 93.8 | 73.07 | 0 | 20.73 | -0.05417 |  | 0
993029 | SUN_SHUTES~1 | 69 | 101 | 1100 | 19.99 | 0 | 19.99 | 19.99 | 0 | 0 | -0.05416 |  | 0
122481 | MILFORD_C1 | 21 | 101 | 1733 | 267.7 | 0 | 267.7 | 267.7 | 0 | 0 | -0.05413 |  | 0
122482 | MILFORD_C2 | 21 | 101 | 1733 | 267.7 | 0 | 267.7 | 267.7 | 0 | 0 | -0.05413 |  | 0
122173 | FRANKLIN DR | 13.2 | 101 | 1692 | 0 | 0 | 0 | 0 | 0 | 0 | -0.05412 |  | 0
993313 | NG_CONGRES~1 | 115 | 101 | 1800 | 0 | 0 | 0 | 0 | 0 | 0 | -0.05412 |  | 0
122470 | DEVON #11 | 13.8 | 101 | 1733 | 33.12 | 0 | 33.12 | 33.12 | 0 | 0 | -0.05411 |  | 0
122471 | DEVON #12 | 13.8 | 101 | 1733 | 33.12 | 0 | 33.12 | 33.12 | 0 | 0 | -0.05411 |  | 0
122472 | DEVON #13 | 13.8 | 101 | 1733 | 33.12 | 0 | 33.12 | 33.12 | 0 | 0 | -0.05411 |  | 0
122473 | DEVON #14 | 13.8 | 101 | 1733 | 33.12 | 0 | 33.12 | 33.12 | 0 | 0 | -0.05411 |  | 0
123642 | BRPT HRBR 4 | 13.8 | 101 | 1803 | 0 | 0 | 0 | 0 | 0 | 0 | -0.05411 |  | 0
123643 | BRPT RESCO_G | 13.8 | 101 | 1803 | 59.65 | 0 | 59.65 | 59.65 | 0 | 0 | -0.05411 |  | 0
990812 | BAT_DEVON-1 | 115 | 101 | 1730 | 0 | 0 | 0 | 0 | 0 | 0 | -0.05411 |  | 0
123149 | SIKORSKY | 13.8 | 101 | 1804 | 0 | 0 | 0 | 0 | 0 | 0 | -0.0541 |  | 0
122583 | WATERBURY_G | 13.8 | 101 | 1733 | 97.91 | 0 | 97.91 | 97.91 | 0 | 0 | -0.05409 |  | 0
122586 | TOWANTIC C1 | 18 | 101 | 1733 | 248.66 | 0 | 248.66 | 248.66 | 0 | 0 | -0.05409 |  | 0
122587 | TOWANTIC C2 | 18 | 101 | 1733 | 250.92 | 0 | 250.92 | 250.92 | 0 | 0 | -0.05409 |  | 0
122588 | TOWANTIC ST | 18 | 101 | 1733 | 250.92 | 0 | 250.92 | 250.92 | 0 | 0 | -0.05409 |  | 0
123147 | DERBY DAM HY | 4.16 | 101 | 1804 | 0 | 0 | 0 | 0 | 0 | 0 | -0.05409 |  | 0
993146 | NG_INDIAN ~1 | 13.8 | 101 | 1802 | 0 | 0 | 0 | 0 | 0 | 0 | -0.05409 |  | 0
999389 | BAT_EAST D~1 | 345 | 101 | 1730 | 0 | 0 | 0 | 0 | 0 | 0 | -0.05409 |  | 0
121841 | NUTMEG_G | 0.42 | 101 | 1653 | 0 | 0 | 0 | 0 | 0 | 0 | -0.05408 |  | 0
999993 | SUN_SCITICO | 115 | 101 | 1650 | 0 | 0 | 0 | 0 | 0 | 0 | -0.05408 |  | 0
113011 | BAT_BarreB~1 | 115 | 101 | 1100 | 0 | 0 | 0 | 0 | 0 | 0 | -0.05407 |  | 0
123628 | BRPT HRBR 5C | 25 | 101 | 1803 | 315.72 | 0 | 315.72 | 315.72 | 0 | 0 | -0.05406 |  | 0
123629 | BRPT HRBR 5S | 18 | 101 | 1803 | 168.58 | 0 | 168.58 | 168.58 | 0 | 0 | -0.05406 |  | 0
123641 | BRPT EN 10ST | 16 | 101 | 1803 | 152.8 | 0 | 152.8 | 152.8 | 0 | 0 | -0.05406 |  | 0
123644 | BRPT EN 11CT | 16 | 101 | 1803 | 165.6 | 0 | 165.6 | 165.6 | 0 | 0 | -0.05406 |  | 0
123645 | BRPT EN 12CT | 16 | 101 | 1803 | 165.6 | 0 | 165.6 | 165.6 | 0 | 0 | -0.05406 |  | 0
993626 | DFO NG_SIN~1 | 345 | 101 | 1810 | 0 | 0 | 0 | 0 | 0 | 0 | -0.05406 |  | 0
122625 | STEVENSON HY | 6.6 | 101 | 1733 | 21.67 | 0 | 21.67 | 21.67 | 0 | 0 | -0.05405 |  | 0
122889 | GLENBROOK_S1 | 14.6 | 101 | 1752 | 0 | 0 | 0 | 0 | 0 | 0 | -0.05405 |  | 0
122890 | GLENBROOK_S2 | 14.6 | 101 | 1752 | 0 | 0 | 0 | 0 | 0 | 0 | -0.05405 |  | 0
122911 | WATERSIDE_G | 13.8 | 101 | 1753 | 0 | 0 | 0 | 0 | 0 | 0 | -0.05405 |  | 0
122933 | COSCOB_GEN | 13.8 | 101 | 1753 | 0 | 0 | 0 | 0 | 0 | 0 | -0.05405 |  | 0
993342 | SUN_CRYSTA~1 | 69 | 101 | 1110 | 0 | 0 | 0 | 0 | 0 | 0 | -0.05405 |  | 0
122648 | BULLS BRIDGE | 1.15 | 101 | 1734 | 0 | 0 | 0 | 0 | 0 | 0 | -0.054 |  | 0
122657 | ROCKY RIVER | 13.8 | 101 | 1732 | 29.35 | 0 | 29.35 | 29.35 | 0 | 0 | -0.054 |  | 0
122660 | KIMB CLARK_G | 13.8 | 101 | 1734 | 12.02 | 0 | 12.02 | 12.02 | 0 | 0 | -0.054 |  | 0
991172 | SUN_ROCKY ~1 | 115 | 101 | 1730 | 0 | 0 | 0 | 0 | 0 | 0 | -0.054 |  | 0
993038 | SUN_ROYALS~1 | 69 | 101 | 1100 | 2.5 | 0 | 2.5 | 2.5 | 0 | 0 | -0.054 |  | 0
122690 | SHEPAUG HYD | 13.8 | 101 | 1734 | 42.95 | 0 | 42.95 | 42.95 | 0 | 0 | -0.05393 |  | 0
122700 | STONY HIL_SC | 12.5 | 101 | 1733 | 0 | 0 | 0 | 0 | 0 | 0 | -0.05393 |  | 0
122184 | TORRINGTON T | 13.8 | 101 | 1693 | 0 | 0 | 0 | 0 | 0 | 0 | -0.05392 |  | 0
122196 | FALLS VILLGE | 6.6 | 101 | 1693 | 0 | 0 | 0 | 0 | 0 | 0 | -0.05392 |  | 0
116433 | ORCHARD | 13.8 | 101 | 1332 | 0 | 0 | 0 | 0 | 0 | 0 | -0.05389 |  | 0
116438 | MONSANTO_C1 | 13.8 | 101 | 1333 | 84.65 | 0 | 84.65 | 84.65 | 0 | 0 | -0.05387 |  | 0
116439 | MONSANTO_S1 | 13.8 | 101 | 1333 | 76.01 | 0 | 76.01 | 76.01 | 0 | 0 | -0.05387 |  | 0
116440 | MONSANTO_C2 | 13.8 | 101 | 1333 | 84.65 | 0 | 84.65 | 84.65 | 0 | 0 | -0.05387 |  | 0
116452 | HADLEY FALLS | 6.6 | 101 | 1334 | 14.95 | 0 | 14.95 | 14.95 | 0 | 0 | -0.05385 |  | 0
116458 | FRONT STREET | 4.16 | 101 | 1334 | 0 | 0 | 0 | 0 | 0 | 0 | -0.05385 |  | 0
993118 | SUN_5 CORN~1 | 115 | 101 | 1100 | 0 | 0 | 0 | 0 | 0 | 0 | -0.05385 |  | 0
116492 | W-SPRNGFLD-1 | 13.8 | 101 | 1333 | 39 | 0 | 39 | 39 | 0 | 0 | -0.05384 |  | 0
116493 | W-SPRNGFLD-2 | 13.8 | 101 | 1333 | 0 | 0 | 0 | 0 | 0 | 0 | -0.05384 |  | 0
116494 | W-SPRNGFLD-3 | 13.8 | 101 | 1333 | 107 | 0 | 107 | 107 | 0 | 0 | -0.05384 |  | 0
116495 | SPGFLD RFUSE | 4.16 | 101 | 1334 | 0 | 0 | 0 | 0 | 0 | 0 | -0.05384 |  | 0
116505 | BERKSHRE_G1 | 21 | 101 | 1333 | 270 | 0 | 270 | 270 | 0 | 0 | -0.05383 |  | 0
993017 | SUN_FLOREN~1 | 115 | 101 | 1100 | 0 | 0 | 0 | 0 | 0 | 0 | -0.05383 |  | 0
116556 | COBBLE MT_G | 6.9 | 101 | 1333 | 19.96 | 0 | 19.96 | 19.96 | 0 | 0 | -0.05379 |  | 0
996240 | AC_BUCK POND | 115 | 101 | 1330 | 0 | 0 | 0 | 0 | 0 | 0 | -0.05377 |  | 0
993285 | SUN_LITCHF~1 | 115 | 101 | 1110 | 0 | 0 | 0 | 0 | 0 | 0 | -0.05376 |  | 0
109529 | VERNON HYD A | 2.4 | 101 | 1100 | 0 | 0 | 0 | 0 | 0 | 0 | -0.05366 |  | 0
109530 | VERNON HYD B | 2.4 | 101 | 1100 | 0 | 0 | 0 | 0 | 0 | 0 | -0.05366 |  | 0
109531 | VERNON HY T1 | 13.8 | 101 | 1100 | 0 | 0 | 0 | 0 | 0 | 0 | -0.05366 |  | 0
109532 | VERNON HY T2 | 13.8 | 101 | 1100 | 0 | 0 | 0 | 0 | 0 | 0 | -0.05366 |  | 0
116417 | STONY BRK 1A | 13.8 | 101 | 1333 | 103.17 | 0 | 103.17 | 103.17 | 0 | 0 | -0.05364 |  | 0
116418 | STONY BRK 1B | 13.8 | 101 | 1333 | 101.67 | 0 | 101.67 | 101.67 | 0 | 0 | -0.05364 |  | 0
116419 | STONY BRK 1C | 13.8 | 101 | 1333 | 103.17 | 0 | 103.17 | 103.17 | 0 | 0 | -0.05364 |  | 0
116420 | STONY BRK 1S | 13.8 | 101 | 1333 | 21.31 | 0 | 82.36 | 21.31 | 0 | 61.05 | -0.05364 |  | 0
116421 | STONY BRK 2A | 13.8 | 101 | 1333 | 0 | 0 | 0 | 0 | 0 | 0 | -0.05364 |  | 0
116422 | STONY BRK 2B | 13.8 | 101 | 1333 | 0 | 0 | 0 | 0 | 0 | 0 | -0.05364 |  | 0
996045 | BAT_LUDLOW | 345 | 101 | 1330 | 0 | 0 | 0 | 0 | 0 | 0 | -0.05364 |  | 0
113098 | DEERFIELD 2G | 2.4 | 101 | 1100 | 0 | 0 | 0 | 0 | 0 | 0 | -0.05349 |  | 0
113099 | DEERFIELD 3G | 2.4 | 101 | 1100 | 0 | 0 | 0 | 0 | 0 | 0 | -0.0534 |  | 0
113100 | DEERFIELD 4G | 2.4 | 101 | 1100 | 0 | 0 | 0 | 0 | 0 | 0 | -0.05333 |  | 0
116651 | INDIAN RIVER | 2.3 | 101 | 1334 | 0 | 0 | 0 | 0 | 0 | 0 | -0.05307 |  | 0
996364 | SUN_BLANDF~1 | 115 | 101 | 1330 | 0 | 0 | 0 | 0 | 0 | 0 | -0.05307 |  | 0
911560 | NYNE_BWLN | 345 | 102 | 12 | 120.67 | 0 | 466.67 | 120.67 | 0 | 346 | -0.0529 |  | 0
926260 | NYPA - CMR | 345 | 102 | 12 | 0 | 0 | 0 | 0 | 0 | 0 | -0.0529 |  | 0
926261 | NYPA - VT | 345 | 102 | 12 | 0 | 0 | 0 | 0 | 0 | 0 | -0.0529 |  | 0
102125 | S_WTRVL_D | 12 | 101 | 112 | 0 | 0 | 0 | 0 | 0 | 0 | -0.05271 |  | 0
107326 | HG_CONVRTR_N | 120 | 101 | 703 | 0 | 0 | 0 | 0 | 0 | 0 | -0.05271 |  | 0
108955 | BELDENS1 | 2.4 | 101 | 704 | 0 | 0 | 0 | 0 | 0 | 0 | -0.05271 |  | 0
109049 | CARVER FALLS | 2.3 | 101 | 704 | 0 | 0 | 0 | 0 | 0 | 0 | -0.05271 |  | 0
109077 | E PITTSFORD | 2.3 | 101 | 704 | 0 | 0 | 0 | 0 | 0 | 0 | -0.05271 |  | 0
109092 | MIDDLESEX_G | 2.4 | 101 | 704 | 0 | 0 | 0 | 0 | 0 | 0 | -0.05271 |  | 0
109101 | SALISBURY | 7.2 | 101 | 704 | 0 | 0 | 0 | 0 | 0 | 0 | -0.05271 |  | 0
109105 | MIDDLEBURY_H | 6.44 | 101 | 704 | 0 | 0 | 0 | 0 | 0 | 0 | -0.05271 |  | 0
109130 | SMITH FALLS | 4.16 | 101 | 704 | 0 | 0 | 0 | 0 | 0 | 0 | -0.05271 |  | 0
109139 | DEWEY MILLS | 4.16 | 101 | 704 | 0 | 0 | 0 | 0 | 0 | 0 | -0.05271 |  | 0
109143 | CAVENDISH_D2 | 12.5 | 101 | 704 | 0 | 0 | 0 | 0 | 0 | 0 | -0.05271 |  | 0
109190 | GRANITE SC1 | 13.8 | 101 | 703 | 0 | 0 | 0 | 0 | 0 | 0 | -0.05271 |  | 0
109200 | GRANITE SC2 | 13.8 | 101 | 703 | 0 | 0 | 0 | 0 | 0 | 0 | -0.05271 |  | 0
109251 | GAGE | 2.4 | 101 | 704 | 0 | 0 | 0 | 0 | 0 | 0 | -0.05271 |  | 0
111110 | PUTNAM 1 | 13.8 | 101 | 1012 | 0 | 0 | 0 | 0 | 0 | 0 | -0.05271 |  | 0
114050 | MALDEN MLS_T | 23 | 101 | 1120 | 0 | 0 | 0 | 0 | 0 | 0 | -0.05271 |  | 0
116569 | TILSON-1113 | 13.8 | 101 | 1372 | 0 | 0 | 0 | 0 | 0 | 0 | -0.05271 |  | 0
121744 | UCONN COGEN | 13.8 | 101 | 1634 | 0 | 0 | 0 | 0 | 0 | 0 | -0.05271 |  | 0
113096 | BEARSWAMP 1 | 13.8 | 101 | 1100 | 331.5 | 0 | 331.5 | 331.5 | 0 | 0 | -0.0526 |  | 0
113097 | BEARSWAMP 2 | 13.8 | 101 | 1100 | 331.5 | 0 | 331.5 | 331.5 | 0 | 0 | -0.0526 |  | 0
993001 | SUN_BEAR S~1 | 230 | 101 | 1100 | 83.71 | 0 | 83.71 | 83.71 | 0 | 0 | -0.0526 |  | 0
911531 | NYNE_GILB | 345 | 102 | 12 | 120.67 | 0 | 466.67 | 120.67 | 0 | 346 | -0.05252 |  | 0
911554 | NYNE_OSWG | 345 | 102 | 12 | 120.67 | 0 | 466.67 | 120.67 | 0 | 346 | -0.05251 |  | 0
109504 | HARRIMAN G2 | 6.9 | 101 | 1100 | 13.71 | 0 | 13.71 | 13.71 | 0 | 0 | -0.05227 |  | 0
109505 | HARRIMAN G1 | 6.9 | 101 | 1100 | 13.71 | 0 | 13.71 | 13.71 | 0 | 0 | -0.05227 |  | 0
113104 | SHERMAN HYD | 2.4 | 101 | 1100 | 0 | 0 | 0 | 0 | 0 | 0 | -0.0522 |  | 0
113123 | HOOSAC CLR1 | 0.69 | 101 | 1100 | 0 | 0 | 0 | 0 | 0 | 0 | -0.05217 |  | 0
113125 | HOOSAC CLR2 | 0.69 | 101 | 1100 | 0 | 0 | 0 | 0 | 0 | 0 | -0.05217 |  | 0
113061 | PLEASANT-NEP | 23 | 101 | 1100 | 0 | 0 | 0 | 0 | 0 | 0 | -0.05216 |  | 0
113101 | DEERFIELD 5G | 13.8 | 101 | 1100 | 0 | 0 | 0 | 0 | 0 | 0 | -0.05216 |  | 0
113102 | FIFE BROOK | 13.8 | 101 | 1100 | 9.9 | 0 | 9.9 | 9.9 | 0 | 0 | -0.05216 |  | 0
109503 | HARRIMAN G3 | 6.9 | 101 | 1100 | 0 | 0 | 0 | 0 | 0 | 0 | -0.05215 |  | 0
993005 | SUN_ADAMS | 115 | 101 | 1100 | 0 | 0 | 0 | 0 | 0 | 0 | -0.05214 |  | 0
109517 | SEARS HYDRO | 2.4 | 101 | 1100 | 0 | 0 | 0 | 0 | 0 | 0 | -0.05209 |  | 0
109296 | SEARS WIND_E | 12.5 | 101 | 704 | 0 | 0 | 0 | 0 | 0 | 0 | -0.05208 |  | 0
109297 | SEARS WIND_W | 12.5 | 101 | 704 | 0 | 0 | 0 | 0 | 0 | 0 | -0.05208 |  | 0
109403 | DRFLD EAST G | 0.69 | 101 | 704 | 0 | 0 | 0 | 0 | 0 | 0 | -0.05206 |  | 0
109404 | DRFLD WEST G | 0.69 | 101 | 704 | 0 | 0 | 0 | 0 | 0 | 0 | -0.05206 |  | 0
116638 | WOODLAND JET | 13.2 | 101 | 1374 | 0 | 0 | 0 | 0 | 0 | 0 | -0.05195 |  | 0
116627 | BERKSHRE WND | 0.57 | 101 | 1374 | 0 | 0 | 0 | 0 | 0 | 0 | -0.05169 |  | 0
996336 | SUN BAT_PA~2 | 115 | 101 | 1370 | 0 | 0 | 0 | 0 | 0 | 0 | -0.05169 |  | 0
996625 | SUN BAT_PA~1 | 23 | 101 | 1372 | 0 | 0 | 0 | 0 | 0 | 0 | -0.05169 |  | 0
116608 | DOREEN JET | 13.2 | 101 | 1374 | 0 | 0 | 0 | 0 | 0 | 0 | -0.05159 |  | 0
116618 | ALTRESCO_C1 | 13.8 | 101 | 1373 | 33.65 | 0 | 33.65 | 33.65 | 0 | 0 | -0.05159 |  | 0
116619 | ALTRESCO_C2 | 13.8 | 101 | 1373 | 33.65 | 0 | 33.65 | 33.65 | 0 | 0 | -0.05159 |  | 0
116620 | ALTRESCO_C3 | 13.8 | 101 | 1373 | 31.45 | 0 | 33.65 | 31.45 | 0 | 2.2 | -0.05159 |  | 0
116621 | ALTRESCO_S4 | 13.8 | 101 | 1373 | 0 | 0 | 0 | 0 | 0 | 0 | -0.05159 |  | 0
113085 | WENDELL DEP | 13.8 | 101 | 1100 | 0 | 0 | 0 | 0 | 0 | 0 | -0.0515 |  | 0
993015 | SUN_WENDEL~1 | 115 | 101 | 1100 | 0 | 0 | 0 | 0 | 0 | 0 | -0.0515 |  | 0
116568 | TILSON-1044 | 13.8 | 101 | 1372 | 0 | 0 | 0 | 0 | 0 | 0 | -0.0514 |  | 0
116578 | TURNERS FALS | 2.4 | 101 | 1374 | 0 | 0 | 0 | 0 | 0 | 0 | -0.0514 |  | 0
116579 | CABOT HYDRO | 13.8 | 101 | 1373 | 64.66 | 0 | 64.66 | 64.66 | 0 | 0 | -0.0514 |  | 0
996270 | SUN BAT_TI~1 | 115 | 101 | 1370 | 0 | 0 | 0 | 0 | 0 | 0 | -0.0514 |  | 0
996284 | SUN_CUMBER~1 | 115 | 101 | 1370 | 0 | 0 | 0 | 0 | 0 | 0 | -0.0514 |  | 0
999312 | Strata_Ber~1 | 115 | 101 | 1370 | 0 | 0 | 0 | 0 | 0 | 0 | -0.05137 |  | 0
113877 | PINETREE PWR | 13.8 | 101 | 1206 | 0 | 0 | 0 | 0 | 0 | 0 | -0.04963 |  | 0
993282 | SUN_FLAGG ~1 | 115 | 101 | 1110 | 0 | 0 | 0 | 0 | 0 | 0 | -0.04963 |  | 0
993868 | WDS_FLAGG ~1 | 69 | 101 | 1206 | 0 | 0 | 0 | 0 | 0 | 0 | -0.04963 |  | 0
998496 | SUN_E ARLN~1 | 46 | 101 | 822 | 0 | 0 | 0 | 0 | 0 | 0 | -0.04953 |  | 0
116411 | NORTHFIELD 1 | 13.8 | 101 | 1373 | 292 | 0 | 292 | 292 | 0 | 0 | -0.0494 |  | 0
116412 | NORTHFIELD 2 | 13.8 | 101 | 1373 | 292 | 0 | 292 | 292 | 0 | 0 | -0.0494 |  | 0
116413 | NORTHFIELD 3 | 13.8 | 101 | 1373 | 292 | 0 | 292 | 292 | 0 | 0 | -0.0494 |  | 0
116414 | NORTHFIELD 4 | 13.8 | 101 | 1373 | 292 | 0 | 292 | 292 | 0 | 0 | -0.0494 |  | 0
108934 | STRATTON_SC1 | 13.8 | 101 | 704 | 0 | 0 | 0 | 0 | 0 | 0 | -0.04651 |  | 0
108938 | STRATTON_SC2 | 13.8 | 101 | 704 | 0 | 0 | 0 | 0 | 0 | 0 | -0.04651 |  | 0
105568 | SEABROOK_G1 | 25 | 101 | 603 | 1309.28 | 0 | 1309.28 | 1309.28 | 0 | 0 | -0.04615 |  | 0
113444 | QP698 | 0.48 | 101 | 1110 | 0 | 0 | 0 | 0 | 0 | 0 | -0.04219 |  | 0
993283 | SUN_E WINC~1 | 115 | 101 | 1110 | 0 | 0 | 0 | 0 | 0 | 0 | -0.04219 |  | 0
997910 | SUN_VERNON~1 | 115 | 101 | 700 | 0 | 0 | 0 | 0 | 0 | 0 | -0.04004 |  | 0
994946 | SUN_VERNON~2 | 115 | 101 | 99 | 0 | 0 | 0 | 0 | 0 | 0 | -0.03994 |  | 0
114067 | LAWRENCE HYD | 4.16 | 101 | 1120 | 9.4 | 0 | 9.4 | 9.4 | 0 | 0 | -0.03949 |  | 0
113451 | CHINOOK_PV | 0.6 | 101 | 1110 | 0 | 0 | 0 | 0 | 0 | 0 | -0.03909 |  | 0
993969 | BAT_BILERC~1 | 115 | 101 | 1120 | 150 | 0 | 150 | 150 | 0 | 0 | -0.03831 |  | 0
994935 | SUN_CHESTN~1 | 115 | 101 | 680 | 0 | 0 | 0 | 0 | 0 | 0 | -0.03813 |  | 0
994990 | SUN_FITZWI~1 | 115 | 101 | 680 | 0 | 0 | 0 | 0 | 0 | 0 | -0.03758 |  | 0
997010 | HVDC_COOLI~1 | 345 | 101 | 700 | 0 | 0 | 0 | 0 | 0 | 0 | -0.03739 |  | 0
114026 | PERRY ST 3 | 13.8 | 101 | 1120 | 0.64 | 0 | 0.64 | 0.64 | 0 | 0 | -0.03433 |  | 0
114047 | LENERGIA CT | 13.8 | 101 | 1120 | 50.43 | 0 | 50.43 | 50.43 | 0 | 0 | -0.03433 |  | 0
114048 | LENERGIA ST | 13.8 | 101 | 1120 | 23.57 | 0 | 23.57 | 23.57 | 0 | 0 | -0.03433 |  | 0
114085 | BOOT HYD G1 | 4.16 | 101 | 1120 | 9 | 0 | 9 | 9 | 0 | 0 | -0.03433 |  | 0
114086 | BOOT HYD G2 | 4.16 | 101 | 1120 | 9 | 0 | 9 | 9 | 0 | 0 | -0.03433 |  | 0
998476 | SUN_CARVER~1 | 46 | 101 | 802 | 0 | 0 | 0 | 0 | 0 | 0 | -0.0315 |  | 0
108949 | BELDENS | 4.16 | 101 | 704 | 0 | 0 | 0 | 0 | 0 | 0 | -0.03111 |  | 0
108951 | HUNTINGTON | 4.16 | 101 | 704 | 0 | 0 | 0 | 0 | 0 | 0 | -0.03111 |  | 0
108953 | PROCTOR HYD | 4.16 | 101 | 704 | 0 | 0 | 0 | 0 | 0 | 0 | -0.03052 |  | 0
109051 | GLEN HYDRO | 13.2 | 101 | 704 | 0 | 0 | 0 | 0 | 0 | 0 | -0.02961 |  | 0
109079 | PATCH HYDRO | 2.3 | 101 | 704 | 0 | 0 | 0 | 0 | 0 | 0 | -0.02959 |  | 0
109053 | RUTLAND GT | 13.2 | 101 | 704 | 0 | 0 | 0 | 0 | 0 | 0 | -0.02953 |  | 0
109065 | RUT GT_D1_CR | 12.5 | 101 | 802 | 0 | 0 | 0 | 0 | 0 | 0 | -0.02953 |  | 0
109151 | COOL_PV_GEN | 0.6 | 101 | 703 | 0 | 0 | 0 | 0 | 0 | 0 | -0.02824 |  | 0
109107 | WEYBRDGE | 12.5 | 101 | 704 | 0 | 0 | 0 | 0 | 0 | 0 | -0.02691 |  | 0
108992 | VERGENNES GN | 2.4 | 101 | 704 | 0 | 0 | 0 | 0 | 0 | 0 | -0.02512 |  | 0
997790 | SUN_VERGEN~1 | 115 | 101 | 700 | 45.98 | 0 | 50 | 45.98 | 0 | 4.02 | -0.02512 |  | 0
105882 | MINES FALLS | 34.5 | 101 | 644 | 0.83 | 0 | 0.83 | 0.83 | 0 | 0 | -0.02417 |  | 0
109103 | SILVERLAKE | 6.9 | 101 | 704 | 0 | 0 | 0 | 0 | 0 | 0 | -0.0218 |  | 0
109550 | BELLOWS FALS | 6.9 | 101 | 400 | 0 | 0 | 0 | 0 | 0 | 0 | -0.01977 |  | 0
998940 | SUN_WESTMI~1 | 12.5 | 101 | 822 | 0 | 0 | 0 | 0 | 0 | 0 | -0.01977 |  | 0
108884 | BURLINGTN_GT | 13.8 | 101 | 704 | 0 | 0 | 0 | 0 | 0 | 0 | -0.01754 |  | 0
106057 | GRANITE RDG2 | 16 | 101 | 400 | 223.08 | 0 | 223.08 | 223.08 | 0 | 0 | -0.01199 |  | 0
108988 | ESSEX DIESLS | 2.4 | 101 | 704 | 0 | 0 | 0 | 0 | 0 | 0 | -0.01047 |  | 0
108990 | ESSEX HYDRO | 2.4 | 101 | 704 | 0 | 0 | 0 | 0 | 0 | 0 | -0.01047 |  | 0
108891 | GORGE GT | 13.8 | 101 | 704 | 0 | 0 | 0 | 0 | 0 | 0 | -0.0104 |  | 0
108986 | GORGE_HYDRO | 4.16 | 101 | 704 | 0 | 0 | 0 | 0 | 0 | 0 | -0.0104 |  | 0
109160 | JC MCNEIL | 13.8 | 101 | 704 | 0 | 0 | 0 | 0 | 0 | 0 | -0.01037 |  | 0
108875 | BED_WINOOSKI | 13.8 | 101 | 704 | 0 | 0 | 0 | 0 | 0 | 0 | -0.0103 |  | 0
108893 | ASCUTNEY GT | 13.8 | 101 | 704 | 0 | 0 | 0 | 0 | 0 | 0 | -0.00611 |  | 0
109227 | CLARK FALLS | 2.4 | 101 | 704 | 0 | 0 | 0 | 0 | 0 | 0 | -0.00514 |  | 0
109226 | PETERSON_GEN | 4 | 101 | 704 | 0 | 0 | 0 | 0 | 0 | 0 | -0.00512 |  | 0
109229 | MILTON_G | 2.3 | 101 | 704 | 0 | 0 | 0 | 0 | 0 | 0 | -0.00512 |  | 0
108168 | GEORGIA MTN | 0.69 | 101 | 704 | 0 | 0 | 0 | 0 | 0 | 0 | -0.00503 |  | 0
109228 | FAIRFAX FALS | 2.3 | 101 | 704 | 0 | 0 | 0 | 0 | 0 | 0 | -0.00457 |  | 0
998265 | SUN_WINDSOR | 46 | 101 | 812 | 0 | 0 | 0 | 0 | 0 | 0 | -0.00239 |  | 0
107324 | HG_CONVRTR_S | 115 | 101 | 703 | 0 | 0 | 0 | 0 | 0 | 0 | -0.00138 |  | 0
911524 | HIGH_DGEN | 115 | 101 | 703 | 0 | 0 | 0 | 0 | 0 | 0 | -0.00138 |  | 0
108894 | SWANTON GT | 13.8 | 101 | 704 | 0 | 0 | 0 | 0 | 0 | 0 | -0.00132 |  | 0
109280 | SHELDON_G1 | 4.16 | 101 | 704 | 0 | 0 | 0 | 0 | 0 | 0 | -0.00132 |  | 0
109281 | SHELDON_G2 | 4.16 | 101 | 704 | 0 | 0 | 0 | 0 | 0 | 0 | -0.00132 |  | 0
109282 | SHELDON_G3 | 4.16 | 101 | 704 | 0 | 0 | 0 | 0 | 0 | 0 | -0.00132 |  | 0
109141 | TAFTSVL_GEN | 12.5 | 101 | 704 | 0 | 0 | 0 | 0 | 0 | 0 | 0.00093 |  | 0
109140 | NO HARTLAND | 4.16 | 101 | 704 | 0 | 0 | 0 | 0 | 0 | 0 | 0.00192 |  | 0
109072 | BOLTON FALLS | 4.16 | 101 | 704 | 0 | 0 | 0 | 0 | 0 | 0 | 0.00194 |  | 0
106033 | SLAYTON HIL1 | 13.8 | 101 | 400 | 0 | 0 | 0 | 0 | 0 | 0 | 0.00341 |  | 0
109076 | LTTLE RIVER | 4.16 | 101 | 704 | 0 | 0 | 0 | 0 | 0 | 0 | 0.00463 |  | 0
109573 | WILDER | 13.8 | 101 | 400 | 0 | 0 | 0 | 0 | 0 | 0 | 0.00507 |  | 0
109080 | MORETOWN | 4.16 | 101 | 704 | 0 | 0 | 0 | 0 | 0 | 0 | 0.00569 |  | 0
108895 | BERLIN VT_GT | 13.2 | 101 | 704 | 0 | 0 | 0 | 0 | 0 | 0 | 0.00905 |  | 0
105633 | GRANITE R ST | 16 | 101 | 643 | 231.83 | 0 | 231.83 | 231.83 | 0 | 0 | 0.00949 |  | 0
109321 | KCW_JAY_SC1 | 13.8 | 101 | 704 | 0 | 0 | 0 | 0 | 0 | 0 | 0.00982 |  | 0
108905 | KINGDOM_GEN | 0.65 | 101 | 704 | 12 | 0 | 12 | 12 | 0 | 0 | 0.01006 |  | 0
995034 | SUN_S-MILF~1 | 115 | 101 | 640 | 16 | 0 | 16 | 16 | 0 | 0 | 0.0119 |  | 0
997560 | SUN_BARRE | 115 | 101 | 700 | 25.58 | 0 | 25.58 | 25.58 | 0 | 0 | 0.01248 |  | 0
109234 | COVENTRY_GEN | 4.16 | 101 | 704 | 0 | 0 | 0 | 0 | 0 | 0 | 0.01269 |  | 0
109104 | MARSHFIELD | 4.16 | 101 | 704 | 0 | 0 | 0 | 0 | 0 | 0 | 0.01276 |  | 0
109277 | NEWPORT HY | 4.16 | 101 | 704 | 0 | 0 | 0 | 0 | 0 | 0 | 0.01307 |  | 0
109102 | WDANVILLE HY | 7.2 | 101 | 704 | 0 | 0 | 0 | 0 | 0 | 0 | 0.01734 |  | 0
108898 | SHEFLD CLR-N | 0.69 | 101 | 704 | 0 | 0 | 0 | 0 | 0 | 0 | 0.0207 |  | 0
108899 | SHEFLD CLR-S | 0.69 | 101 | 704 | 0 | 0 | 0 | 0 | 0 | 0 | 0.0207 |  | 0
109106 | BARNET_D | 2.4 | 101 | 704 | 0 | 0 | 0 | 0 | 0 | 0 | 0.02191 |  | 0
106048 | MCINDOES FLS | 2.4 | 101 | 400 | 0 | 0 | 0 | 0 | 0 | 0 | 0.02195 |  | 0
109070 | DODGE FALLS | 4.25 | 101 | 704 | 0 | 0 | 0 | 0 | 0 | 0 | 0.02195 |  | 0
109131 | BATH | 2.4 | 101 | 704 | 0 | 0 | 0 | 0 | 0 | 0 | 0.02195 |  | 0
109170 | RYEGATE WOOD | 13.8 | 101 | 704 | 19 | 0 | 19 | 19 | 0 | 0 | 0.02195 |  | 0
106040 | COMERFORD G1 | 13.8 | 101 | 400 | 32.24 | 0 | 32.24 | 32.24 | 0 | 0 | 0.02691 |  | 0
106041 | COMERFORD G2 | 13.8 | 101 | 400 | 44.63 | 0 | 44.63 | 44.63 | 0 | 0 | 0.02691 |  | 0
106042 | COMERFORD G3 | 13.8 | 101 | 400 | 44.63 | 0 | 44.63 | 44.63 | 0 | 0 | 0.02691 |  | 0
106043 | COMERFORD G4 | 13.8 | 101 | 400 | 44.63 | 0 | 44.63 | 44.63 | 0 | 0 | 0.02691 |  | 0
996003 | SUN_COMERF~1 | 230 | 101 | 400 | 76.25 | 0 | 76.25 | 76.25 | 0 | 0 | 0.02691 |  | 0
106046 | MOORE G3 | 13.8 | 101 | 400 | 47.27 | 0 | 47.27 | 47.27 | 0 | 0 | 0.0273 |  | 0
106047 | MOORE G4 | 13.8 | 101 | 400 | 47.27 | 0 | 47.27 | 47.27 | 0 | 0 | 0.02766 |  | 0
106045 | MOORE G2 | 13.8 | 101 | 400 | 47.27 | 0 | 47.27 | 47.27 | 0 | 0 | 0.02775 |  | 0
996009 | WAT_MOORE ~1 | 230 | 101 | 400 | 4.6 | 0 | 4.6 | 4.6 | 0 | 0 | 0.02775 |  | 0
109248 | EAST BARNET | 4 | 101 | 704 | 0 | 0 | 0 | 0 | 0 | 0 | 0.02814 |  | 0
109252 | PASSUMPSIC | 2.4 | 101 | 704 | 0 | 0 | 0 | 0 | 0 | 0 | 0.02814 |  | 0
109253 | ARNOLD FALLS | 2.3 | 101 | 704 | 0 | 0 | 0 | 0 | 0 | 0 | 0.02814 |  | 0
109254 | PIERCE MILLS | 2.3 | 101 | 704 | 0 | 0 | 0 | 0 | 0 | 0 | 0.02814 |  | 0
106044 | MOORE G1 | 13.8 | 101 | 400 | 51.82 | 0 | 51.82 | 51.82 | 0 | 0 | 0.02958 |  | 0
106056 | GRANITE RDG1 | 16 | 101 | 400 | 223.08 | 0 | 223.08 | 223.08 | 0 | 0 | 0.03105 |  | 0
994264 | SUN_LITTLE~1 | 115 | 101 | 560 | 27 | 0 | 27 | 27 | 0 | 0 | 0.03162 |  | 0
105110 | GRANITE DVAR | 0.48 | 101 | 524 | 0 | 0 | 0 | 0 | 0 | 0 | 0.0374 |  | 0
105113 | GRANITE_DIX | 1 | 101 | 524 | 6.34 | 0 | 6.34 | 6.34 | 0 | 0 | 0.0374 |  | 0
105117 | GW_FSH_AG 9A | 1 | 101 | 524 | 8.15 | 0 | 8.15 | 8.15 | 0 | 0 | 0.0374 |  | 0
105120 | GW_FSH_T33L | 1 | 101 | 524 | 0.91 | 0 | 0.91 | 0.91 | 0 | 0 | 0.0374 |  | 0
105123 | GW_FSH_T31L | 1 | 101 | 524 | 0.91 | 0 | 0.91 | 0.91 | 0 | 0 | 0.0374 |  | 0
105125 | GW_FSH_T32L | 1 | 101 | 524 | 0.91 | 0 | 0.91 | 0.91 | 0 | 0 | 0.0374 |  | 0
105128 | GRAN OWLAG | 1 | 101 | 524 | 4.53 | 0 | 4.53 | 4.53 | 0 | 0 | 0.0374 |  | 0
105132 | GW_OWL_T16L | 1 | 101 | 524 | 0.91 | 0 | 0.91 | 0.91 | 0 | 0 | 0.0374 |  | 0
105135 | GW_OWL_T15L | 1 | 101 | 524 | 0.91 | 0 | 0.91 | 0.91 | 0 | 0 | 0.0374 |  | 0
105138 | GW_OWL_T14L | 1 | 101 | 524 | 0.91 | 0 | 0.91 | 0.91 | 0 | 0 | 0.0374 |  | 0
105140 | GW_OWL_T13L | 1 | 101 | 524 | 0.91 | 0 | 0.91 | 0.91 | 0 | 0 | 0.0374 |  | 0
105143 | GW_OWL_T12L | 1 | 101 | 524 | 0.91 | 0 | 0.91 | 0.91 | 0 | 0 | 0.0374 |  | 0
105145 | GW_OWL_T11L | 1 | 101 | 524 | 0.91 | 0 | 0.91 | 0.91 | 0 | 0 | 0.0374 |  | 0
105147 | GW_OWL_T10L | 1 | 101 | 524 | 0.91 | 0 | 0.91 | 0.91 | 0 | 0 | 0.0374 |  | 0
105149 | GW_OWL_T09L | 1 | 101 | 524 | 0.91 | 0 | 0.91 | 0.91 | 0 | 0 | 0.0374 |  | 0
105151 | GW_OWL_T08L | 1 | 101 | 524 | 0.91 | 0 | 0.91 | 0.91 | 0 | 0 | 0.0374 |  | 0
105152 | SMITH HYDRO | 6.6 | 101 | 523 | 17.6 | 0 | 17.6 | 17.6 | 0 | 0 | 0.0374 |  | 0
105180 | PONTOOK HYD | 4.16 | 101 | 524 | 9.6 | 0 | 9.6 | 9.6 | 0 | 0 | 0.0374 |  | 0
105188 | BURGESS GEN | 13.8 | 101 | 523 | 65.38 | 0 | 65.38 | 65.38 | 0 | 0 | 0.0374 |  | 0
105193 | GLAKES BERLN | 23 | 101 | 524 | 25 | 0 | 25 | 25 | 0 | 0 | 0.0374 |  | 0
105194 | GORHAM HYDRO | 2.3 | 101 | 524 | 2.05 | 0 | 2.05 | 2.05 | 0 | 0 | 0.0374 |  | 0
105197 | JERICHO | 0.69 | 101 | 523 | 2.5 | 0 | 2.5 | 2.5 | 0 | 0 | 0.0374 |  | 0
105206 | LOST NATION | 13.2 | 101 | 524 | 14.1 | 0 | 14.1 | 14.1 | 0 | 0 | 0.0374 |  | 0
105219 | BETHLEHEM | 13.8 | 101 | 524 | 15.75 | 0 | 15.75 | 15.75 | 0 | 0 | 0.0374 |  | 0
105221 | WHITEFLD P&L | 13.8 | 101 | 524 | 18 | 0 | 18 | 18 | 0 | 0 | 0.0374 |  | 0
994210 | SUN_PARIS | 115 | 101 | 520 | 45 | 0 | 45 | 45 | 0 | 0 | 0.0374 |  | 0
994220 | WAT BAT_BE~1 | 115 | 101 | 520 | 15 | 0 | 15 | 15 | 0 | 0 | 0.0374 |  | 0
994231 | SUNBAT_Ber~1 | 115 | 101 | 520 | 113.01 | 0 | 113.01 | 113.01 | 0 | 0 | 0.0374 |  | 0
105345 | HEMPHILL PWR | 13.8 | 101 | 564 | 17.5 | 0 | 17.5 | 17.5 | 0 | 0 | 0.05218 |  | 0
105350 | LEMP_STRING1 | 0.69 | 101 | 564 | 2.21 | 0 | 2.21 | 2.21 | 0 | 0 | 0.05218 |  | 0
105351 | LEMP_STRING2 | 0.69 | 101 | 564 | 2.21 | 0 | 2.21 | 2.21 | 0 | 0 | 0.05218 |  | 0
994451 | SUN_NORTH ~2 | 115 | 101 | 560 | 15 | 0 | 15 | 15 | 0 | 0 | 0.05218 |  | 0
105731 | ANTRIM GSU | 0.69 | 101 | 684 | 0 | 0 | 0 | 0 | 0 | 0 | 0.05621 |  | 0
994895 | WND_TUTTLE~1 | 115 | 101 | 680 | 28.4 | 0 | 28.4 | 28.4 | 0 | 0 | 0.05621 |  | 0
105726 | JACKMAN HYD | 2.4 | 101 | 684 | 3.6 | 0 | 3.6 | 3.6 | 0 | 0 | 0.07671 |  | 0
105271 | WHITELAKE_JT | 13.8 | 101 | 564 | 18.1 | 0 | 18.1 | 18.1 | 0 | 0 | 0.09037 |  | 0
105276 | TAMWORTH GEN | 13.8 | 101 | 564 | 21.15 | 0 | 21.15 | 21.15 | 0 | 0 | 0.09037 |  | 0
105288 | GROTON G1 | 0.69 | 101 | 564 | 4.88 | 0 | 4.88 | 4.88 | 0 | 0 | 0.09536 |  | 0
105290 | GROTON G2 | 0.69 | 101 | 564 | 4.88 | 0 | 4.88 | 4.88 | 0 | 0 | 0.09536 |  | 0
105291 | GROTON DVAR | 0.48 | 101 | 564 | 0 | 0 | 0 | 0 | 0 | 0 | 0.09536 |  | 0
105297 | BRIDGEWATER | 13.8 | 101 | 564 | 15.75 | 0 | 15.75 | 15.75 | 0 | 0 | 0.10547 |  | 0
105310 | ALEXANDRIA_G | 13.8 | 101 | 564 | 16.5 | 0 | 16.5 | 16.5 | 0 | 0 | 0.11731 |  | 0
105317 | AYERS ISLAND | 2.3 | 101 | 564 | 9.08 | 0 | 9.08 | 9.08 | 0 | 0 | 0.11731 |  | 0
994704 | SUN_BRENTW~1 | 115 | 101 | 600 | 10 | 0 | 10 | 10 | 0 | 0 | 0.11753 |  | 0
105324 | EASTMAN FALS | 2.4 | 101 | 564 | 6.47 | 0 | 6.47 | 6.47 | 0 | 0 | 0.13296 |  | 0
105334 | LACONIA | 34.5 | 101 | 562 | 0.89 | 0 | 0.89 | 0.89 | 0 | 0 | 0.13296 |  | 0
994418 | SUN_WEBSTER | 115 | 101 | 560 | 19.9 | 0 | 19.9 | 19.9 | 0 | 0 | 0.13296 |  | 0
105700 | AMOSKEAG N. | 2.3 | 101 | 644 | 8.75 | 0 | 8.75 | 8.75 | 0 | 0 | 0.14865 |  | 0
105701 | AMOSKEAG S. | 2.3 | 101 | 644 | 8.75 | 0 | 8.75 | 8.75 | 0 | 0 | 0.14865 |  | 0
105357 | FARMWOOD_SC1 | 12.5 | 101 | 563 | 0 | 0 | 0 | 0 | 0 | 0 | 0.16429 |  | 0
105358 | FARMWOOD_SC2 | 12.5 | 101 | 563 | 0 | 0 | 0 | 0 | 0 | 0 | 0.16429 |  | 0
105362 | WES CONCORD | 4.16 | 101 | 644 | 13 | 0 | 13 | 13 | 0 | 0 | 0.16429 |  | 0
105386 | MERRIMACK_G2 | 24 | 101 | 643 | 335.49 | 0 | 335.49 | 335.49 | 0 | 0 | 0.16458 |  | 0
105385 | MERRIMACK_G1 | 14.4 | 101 | 643 | 112.5 | 0 | 112.5 | 112.5 | 0 | 0 | 0.16487 |  | 0
105387 | MERRIMACK_CT | 13.8 | 101 | 643 | 35.4 | 0 | 35.4 | 35.4 | 0 | 0 | 0.16487 |  | 0
105374 | GARVINS HYD | 11 | 101 | 644 | 7.66 | 0 | 7.66 | 7.66 | 0 | 0 | 0.20461 |  | 0
105375 | HOOKSET HYD | 11 | 101 | 644 | 7.15 | 0 | 7.15 | 7.15 | 0 | 0 | 0.20461 |  | 0
994484 | SUN_GARVINS | 115 | 101 | 640 | 17.5 | 0 | 17.5 | 17.5 | 0 | 0 | 0.20461 |  | 0
994502 | WND_PINE H~1 | 115 | 101 | 640 | 4.98 | 0 | 4.98 | 4.98 | 0 | 0 | 0.26928 |  | 0
105450 | SCHILLER_G4 | 13.8 | 101 | 603 | 47.5 | 0 | 47.5 | 47.5 | 0 | 0 | 0.33667 |  | 0
105451 | SCHILLER_G5 | 13.8 | 101 | 603 | 49.6 | 0 | 49.6 | 49.6 | 0 | 0 | 0.33667 |  | 0
105452 | SCHILLER_G6 | 13.8 | 101 | 603 | 48 | 0 | 48 | 48 | 0 | 0 | 0.33667 |  | 0
105454 | SCHILLER JET | 13.8 | 101 | 604 | 17.62 | 0 | 17.62 | 17.62 | 0 | 0 | 0.33667 |  | 0
911597 | NBNE_CLCOV | 345 | 105 | 15 | 700 | 0 | 700 | 700 | 0 | 0 | 0.45526 |  | 0
103050 | STSN_CL1 AGG | 0.57 | 101 | 363 | 0 | 0 | 0 | 0 | 0 | 0 | 0.45527 |  | 0
103051 | STSN_CL2 AGG | 0.57 | 101 | 363 | 0 | 0 | 0 | 0 | 0 | 0 | 0.45527 |  | 0
103052 | STSN_CL3 AGG | 0.57 | 101 | 363 | 0 | 0 | 0 | 0 | 0 | 0 | 0.45527 |  | 0
103067 | INDECK 5GT | 12.5 | 101 | 353 | 0 | 0 | 0 | 0 | 0 | 0 | 0.45527 |  | 0
103069 | WEST ENFIELD | 13.2 | 101 | 364 | 0 | 0 | 0 | 0 | 0 | 0 | 0.45527 |  | 0
103090 | ROLNS C1 AGG | 0.69 | 101 | 364 | 0 | 0 | 0 | 0 | 0 | 0 | 0.45527 |  | 0
103093 | ROLNS C2 AGG | 0.69 | 101 | 364 | 0 | 0 | 0 | 0 | 0 | 0 | 0.45527 |  | 0
103107 | DOLBY HYDRO8 | 6.9 | 101 | 364 | 3.01 | 0 | 3.01 | 3.01 | 0 | 0 | 0.45527 |  | 0
103119 | WELDON HYDRO | 6.9 | 101 | 364 | 18.54 | 0 | 18.54 | 18.54 | 0 | 0 | 0.45527 |  | 0
103123 | MILLNKT HY18 | 13.8 | 101 | 364 | 15.76 | 0 | 15.76 | 15.76 | 0 | 0 | 0.45527 |  | 0
103124 | MILLNKT HY25 | 6.9 | 101 | 364 | 23.33 | 0 | 23.33 | 23.33 | 0 | 0 | 0.45527 |  | 0
103131 | EMILLNCKT HY | 6.9 | 101 | 364 | 9.27 | 0 | 9.27 | 9.27 | 0 | 0 | 0.45527 |  | 0
103132 | DOLBY HYDRO | 6.9 | 101 | 364 | 14.37 | 0 | 14.37 | 14.37 | 0 | 0 | 0.45527 |  | 0
103133 | MCKAY GEN1 | 6.9 | 101 | 363 | 10.43 | 0 | 10.43 | 10.43 | 0 | 0 | 0.45527 |  | 0
103134 | MCKAY GEN2 | 6.9 | 101 | 363 | 10.43 | 0 | 10.43 | 10.43 | 0 | 0 | 0.45527 |  | 0
103135 | MCKAY GEN3 | 6.9 | 101 | 363 | 11.36 | 0 | 11.36 | 11.36 | 0 | 0 | 0.45527 |  | 0
103141 | NORTHTWIN HY | 2.3 | 101 | 364 | 9.5 | 0 | 9.5 | 9.5 | 0 | 0 | 0.45527 |  | 0
103143 | OAKFIELD_SC | 12.5 | 101 | 364 | 0 | 0 | 0 | 0 | 0 | 0 | 0.45527 |  | 0
103147 | OAKFIELD_STR | 0.65 | 101 | 364 | 0 | 0 | 0 | 0 | 0 | 0 | 0.45527 |  | 0
103166 | PASSADGENAG1 | 0.65 | 101 | 353 | 0 | 0 | 0 | 0 | 0 | 0 | 0.45528 |  | 0
103169 | PASSADGENAG2 | 0.65 | 101 | 353 | 0 | 0 | 0 | 0 | 0 | 0 | 0.45528 |  | 0
103170 | PASSAD CDVAR | 0.48 | 101 | 353 | 0 | 0 | 0 | 0 | 0 | 0 | 0.45528 |  | 0
103060 | MIS G1 | 18 | 101 | 353 | 0 | 0 | 0 | 0 | 0 | 0 | 0.45529 |  | 0
103061 | MIS G2 | 18 | 101 | 353 | 115.24 | 0 | 157.84 | 115.24 | 0 | 42.6 | 0.45529 |  | 0
103062 | MIS ST | 18 | 101 | 353 | 176.98 | 0 | 176.98 | 176.98 | 0 | 0 | 0.45529 |  | 0
103066 | PERC | 13.8 | 101 | 353 | 21.76 | 0 | 21.76 | 21.76 | 0 | 0 | 0.45529 |  | 0
103076 | PPL MILFORD | 4.16 | 101 | 354 | 0 | 0 | 0 | 0 | 0 | 0 | 0.45529 |  | 0
103077 | OT MILL_ST | 4.16 | 101 | 352 | 0 | 0 | 0 | 0 | 0 | 0 | 0.45529 |  | 0
103129 | HANCOCK_DVAR | 0.48 | 101 | 381 | 0 | 0 | 0 | 0 | 0 | 0 | 0.45529 |  | 0
103140 | BULL HIL WND | 0.65 | 101 | 384 | 0 | 0 | 0 | 0 | 0 | 0 | 0.45529 |  | 0
103152 | PISG_GEN_EQV | 0.69 | 101 | 353 | 0 | 0 | 0 | 0 | 0 | 0 | 0.45529 |  | 0
103173 | HANCOCK_AGC1 | 0.6 | 101 | 384 | 0 | 0 | 0 | 0 | 0 | 0 | 0.45529 |  | 0
103174 | HANCOCK_AGC2 | 0.6 | 101 | 384 | 0 | 0 | 0 | 0 | 0 | 0 | 0.45529 |  | 0
103070 | INDECK 6GT | 12.5 | 101 | 384 | 24.5 | 0 | 24.5 | 24.5 | 0 | 0 | 0.4553 |  | 0
103079 | ELLSWRTH HYD | 2.3 | 101 | 374 | 0 | 0 | 0 | 0 | 0 | 0 | 0.4553 |  | 0
100389 | BUCKSPORT G4 | 18 | 101 | 113 | 160.3 | 0 | 160.3 | 160.3 | 0 | 0 | 0.45533 |  | 0
911600 | QP670-PV | 0.6 | 101 | 110 | 77.1 | 0 | 77.1 | 77.1 | 0 | 0 | 0.45535 |  | 0
100410 | HYD KENNEBEC | 4.16 | 101 | 113 | 7.83 | 0 | 7.83 | 7.83 | 0 | 0 | 0.45539 |  | 0
100479 | LOCKWOOD HYD | 4 | 101 | 114 | 0 | 0 | 0 | 0 | 0 | 0 | 0.45539 |  | 0
101062 | RICE RIPS | 34.5 | 101 | 112 | 0 | 0 | 0 | 0 | 0 | 0 | 0.45539 |  | 0
100477 | SHAWMUT G1-3 | 2.4 | 101 | 114 | 0 | 0 | 0 | 0 | 0 | 0 | 0.45541 |  | 0
100478 | SHAWMUT G4-6 | 2.4 | 101 | 114 | 0 | 0 | 0 | 0 | 0 | 0 | 0.45541 |  | 0
100480 | SHAWMUT G7-8 | 4 | 101 | 114 | 0 | 0 | 0 | 0 | 0 | 0 | 0.45541 |  | 0
100735 | BINGHAM G1 | 0.65 | 101 | 113 | 0 | 0 | 0 | 0 | 0 | 0 | 0.45541 |  | 0
100736 | BINGHAM G2 | 0.65 | 101 | 113 | 4.98 | 0 | 4.98 | 4.98 | 0 | 0 | 0.45541 |  | 0
100737 | BINGHAM G3 | 0.65 | 101 | 113 | 6.09 | 0 | 6.09 | 6.09 | 0 | 0 | 0.45541 |  | 0
100738 | BINGHAM G4 | 0.65 | 101 | 113 | 5.53 | 0 | 5.53 | 5.53 | 0 | 0 | 0.45541 |  | 0
100739 | BINGHAM G5 | 0.65 | 101 | 113 | 8.3 | 0 | 8.3 | 8.3 | 0 | 0 | 0.45541 |  | 0
100749 | BINGHAM S1 | 12.5 | 101 | 113 | 0 | 0 | 0 | 0 | 0 | 0 | 0.45541 |  | 0
102101 | PITTSFIELD_H | 4 | 101 | 112 | 0 | 0 | 0 | 0 | 0 | 0 | 0.45541 |  | 0
100422 | SAPPI SMSTG1 | 13.8 | 101 | 114 | 0 | 0 | 0 | 0 | 0 | 0 | 0.45544 |  | 0
100423 | SAPPI SMSTG2 | 13.8 | 101 | 114 | 60 | 0 | 60 | 60 | 0 | 0 | 0.45544 |  | 0
100777 | PITTFD_GEN | 0.4 | 101 | 113 | 0 | 0 | 0 | 0 | 0 | 0 | 0.45545 |  | 0
100468 | WESTON HYDRO | 7.2 | 101 | 114 | 0 | 0 | 0 | 0 | 0 | 0 | 0.45546 |  | 0
992036 | SUN_WARREN | 34.5 | 101 | 112 | 6.93 | 0 | 6.93 | 6.93 | 0 | 0 | 0.45547 |  | 0
100450 | ATHENS | 13.8 | 101 | 112 | 0 | 0 | 0 | 0 | 0 | 0 | 0.45552 |  | 0
100351 | KIBBY STRNG1 | 1 | 101 | 144 | 6.03 | 0 | 6.03 | 6.03 | 0 | 0 | 0.45561 |  | 0
100352 | KIBBY STRNG2 | 1 | 101 | 144 | 0 | 0 | 0 | 0 | 0 | 0 | 0.45561 |  | 0
100353 | KIBBY STRNG3 | 1 | 101 | 144 | 6.03 | 0 | 6.03 | 6.03 | 0 | 0 | 0.45561 |  | 0
100354 | KIBBY STRNG4 | 1 | 101 | 144 | 4.17 | 0 | 4.17 | 4.17 | 0 | 0 | 0.45561 |  | 0
100355 | KIBBY W DVAR | 34.5 | 101 | 144 | 0 | 0 | 0 | 0 | 0 | 0 | 0.45561 |  | 0
100356 | HARRIS HY T1 | 13.8 | 101 | 113 | 17 | 0 | 17 | 17 | 0 | 0 | 0.45561 |  | 0
100357 | HARRIS HY T2 | 13.8 | 101 | 113 | 0 | 0 | 0 | 0 | 0 | 0 | 0.45561 |  | 0
100358 | HARRIS HY T3 | 13.8 | 101 | 113 | 0 | 0 | 0 | 0 | 0 | 0 | 0.45561 |  | 0
100360 | WYMAN HYD#1 | 13.8 | 101 | 113 | 29.01 | 0 | 29.01 | 29.01 | 0 | 0 | 0.45561 |  | 0
100361 | WYMAN HYD#2 | 13.8 | 101 | 113 | 29.9 | 0 | 29.9 | 29.9 | 0 | 0 | 0.45561 |  | 0
100362 | WYMAN HYD#3 | 13.8 | 101 | 113 | 0 | 0 | 0 | 0 | 0 | 0 | 0.45561 |  | 0
100372 | SEA STRATTON | 13.8 | 101 | 113 | 0 | 0 | 0 | 0 | 0 | 0 | 0.45561 |  | 0
100461 | HARRIS HYD4 | 2.4 | 101 | 114 | 0 | 0 | 0 | 0 | 0 | 0 | 0.45561 |  | 0
100363 | WILLIAMS #1 | 6.9 | 101 | 113 | 8.22 | 0 | 8.22 | 8.22 | 0 | 0 | 0.45574 |  | 0
100364 | WILLIAMS #2 | 6.9 | 101 | 113 | 0 | 0 | 0 | 0 | 0 | 0 | 0.45574 |  | 0
100688 | MADP ANSONHY | 4.16 | 101 | 134 | 7.01 | 0 | 7.01 | 7.01 | 0 | 0 | 0.45595 |  | 0
100689 | MADP ABNKI 5 | 4.16 | 101 | 134 | 0 | 0 | 0 | 0 | 0 | 0 | 0.45595 |  | 0
100690 | MADP ABNKI 6 | 4.2 | 101 | 134 | 0 | 0 | 0 | 0 | 0 | 0 | 0.45595 |  | 0
100870 | FRMSLR_AGG | 0.6 | 101 | 113 | 0 | 0 | 0 | 0 | 0 | 0 | 0.45618 |  | 0
100370 | AEI LIVERMRE | 13.8 | 101 | 113 | 35.3 | 0 | 35.3 | 35.3 | 0 | 0 | 0.45637 |  | 0
100359 | VERJAY RILEY | 2.4 | 101 | 114 | 6.6 | 0 | 6.6 | 6.6 | 0 | 0 | 0.45649 |  | 0
100377 | VERSOCOGEN#1 | 13.8 | 101 | 113 | 0 | 0 | 0 | 0 | 0 | 0 | 0.45649 |  | 0
100378 | VERSOCOGEN#2 | 13.8 | 101 | 113 | 44.64 | 0 | 45.17 | 44.64 | 0 | 0.53 | 0.45649 |  | 0
100379 | VERSOCOGEN#3 | 13.8 | 101 | 113 | 44.1 | 0 | 44.1 | 44.1 | 0 | 0 | 0.45649 |  | 0
100420 | VERSO JAY A | 13.8 | 101 | 112 | 34.5 | 0 | 34.5 | 34.5 | 0 | 0 | 0.45649 |  | 0
100421 | VERSO JAY B | 13.8 | 101 | 112 | 34.5 | 0 | 34.5 | 34.5 | 0 | 0 | 0.45649 |  | 0
100427 | VERJAY LVRHY | 2.3 | 101 | 114 | 6 | 0 | 6 | 6 | 0 | 0 | 0.45649 |  | 0
100428 | VERJAY JAYHY | 4.16 | 101 | 114 | 3 | 0 | 3 | 3 | 0 | 0 | 0.45649 |  | 0
100431 | VERJAY OTIS | 4.16 | 101 | 114 | 10.4 | 0 | 10.4 | 10.4 | 0 | 0 | 0.45649 |  | 0
100432 | VERSO JAY C | 13.8 | 101 | 112 | 39.6 | 0 | 39.6 | 39.6 | 0 | 0 | 0.45649 |  | 0
100460 | MONTY HYDRO | 12 | 101 | 114 | 28 | 0 | 28 | 28 | 0 | 0 | 0.45651 |  | 0
100462 | DEER RIPS | 13.2 | 101 | 114 | 9.2 | 0 | 9.2 | 9.2 | 0 | 0 | 0.45651 |  | 0
100485 | GULF ISL G1 | 13.2 | 101 | 114 | 6.14 | 0 | 6.14 | 6.14 | 0 | 0 | 0.45651 |  | 0
100486 | GULF ISL G2 | 13.2 | 101 | 114 | 0 | 0 | 0 | 0 | 0 | 0 | 0.45651 |  | 0
100487 | GULF ISL G3 | 13.2 | 101 | 114 | 0 | 0 | 0 | 0 | 0 | 0 | 0.45651 |  | 0
992221 | SUN_WASHIN~1 | 34.5 | 101 | 112 | 5 | 0 | 5 | 5 | 0 | 0 | 0.45651 |  | 0
100716 | CANTON | 6 | 101 | 114 | 0 | 0 | 0 | 0 | 0 | 0 | 0.45656 |  | 0
100724 | SADLBCK_G | 6 | 101 | 114 | 3.75 | 0 | 3.75 | 3.75 | 0 | 0 | 0.45656 |  | 0
100381 | RUMFORD PA C | 18 | 101 | 113 | 160.06 | 0 | 160.06 | 160.06 | 0 | 0 | 0.4567 |  | 0
100382 | RUMFORD PA S | 13.8 | 101 | 113 | 84.88 | 0 | 84.88 | 84.88 | 0 | 0 | 0.4567 |  | 0
100469 | MILLER HYDRO | 4.16 | 101 | 114 | 19.4 | 0 | 19.4 | 19.4 | 0 | 0 | 0.4567 |  | 0
100398 | RUMF FLS LH1 | 11.5 | 101 | 114 | 6.77 | 0 | 6.77 | 6.77 | 0 | 0 | 0.45671 |  | 0
100399 | RUMF FLS LH2 | 11.5 | 101 | 114 | 6.77 | 0 | 6.77 | 6.77 | 0 | 0 | 0.45671 |  | 0
100411 | RUMF FLS UH4 | 4.16 | 101 | 114 | 0 | 0 | 0 | 0 | 0 | 0 | 0.45671 |  | 0
100412 | RUMF FLS UH2 | 11.5 | 101 | 114 | 15.45 | 0 | 15.45 | 15.45 | 0 | 0 | 0.45671 |  | 0
100413 | RUMF FLS UH1 | 11.5 | 101 | 114 | 7.2 | 0 | 7.2 | 7.2 | 0 | 0 | 0.45671 |  | 0
100416 | NEWPAGE BUS3 | 13.8 | 101 | 112 | 10 | 0 | 10 | 10 | 0 | 0 | 0.45671 |  | 0
100425 | NEWPAGE COGN | 13.8 | 101 | 113 | 119 | 1 | 119 | 119 | 0 | 0 | 0.45671 |  | 0
100483 | AZISCOHOS HY | 4.16 | 101 | 114 | 6.8 | 0 | 6.8 | 6.8 | 0 | 0 | 0.45671 |  | 0
100562 | ROXWIND_WTG | 0.69 | 101 | 114 | 0 | 0 | 0 | 0 | 0 | 0 | 0.45671 |  | 0
100707 | RCRDHL STR1 | 0.69 | 101 | 114 | 6.8 | 0 | 6.8 | 6.8 | 0 | 0 | 0.45671 |  | 0
100708 | RCRDHL STR2 | 0.69 | 101 | 114 | 6.8 | 0 | 6.8 | 6.8 | 0 | 0 | 0.45671 |  | 0
100851 | ANDOVER | 12 | 101 | 112 | 0 | 0 | 0 | 0 | 0 | 0 | 0.45671 |  | 0
100470 | PEJEPSCOT | 4.16 | 101 | 114 | 10.21 | 0 | 10.21 | 10.21 | 0 | 0 | 0.45672 |  | 0
100471 | BRUNSWICK | 13.2 | 101 | 114 | 20.2 | 0 | 20.2 | 20.2 | 0 | 0 | 0.45675 |  | 0
102195 | MECH FLS HYD | 34.5 | 101 | 112 | 0 | 0 | 0 | 0 | 0 | 0 | 0.45689 |  | 0
100721 | SPRUCEMT WND | 0.69 | 101 | 114 | 0 | 0 | 0 | 0 | 0 | 0 | 0.45696 |  | 0
105257 | SACO VLY_SC1 | 12.5 | 101 | 563 | 0 | 0 | 0 | 0 | 0 | 0 | 0.45736 |  | 0
105258 | SACO VLY_SC2 | 12.5 | 101 | 563 | 0 | 0 | 0 | 0 | 0 | 0 | 0.45736 |  | 0
990180 | SUN_LOVELL | 115 | 101 | 110 | 0 | 0 | 0 | 0 | 0 | 0 | 0.45736 |  | 0
100368 | YARMOUTH #4 | 22 | 101 | 113 | 0 | 0 | 0 | 0 | 0 | 0 | 0.45999 |  | 0
100475 | NORTH GORHAM | 13.2 | 101 | 114 | 0 | 0 | 0 | 0 | 0 | 0 | 0.46534 |  | 0
100449 | HIRAM HYDRO | 2.4 | 101 | 114 | 11.6 | 0 | 11.6 | 11.6 | 0 | 0 | 0.46538 |  | 0
100418 | SAPPI WBRK 9 | 13.8 | 101 | 112 | 32.12 | 0 | 32.12 | 32.12 | 0 | 0 | 0.46727 |  | 0
100419 | SAPPI WBRK10 | 13.8 | 101 | 112 | 10.95 | 0 | 10.95 | 10.95 | 0 | 0 | 0.46727 |  | 0
100367 | YARMOUTH #3 | 14.4 | 101 | 113 | 116 | 0 | 116 | 116 | 0 | 0 | 0.46789 |  | 0
100492 | CASCO BATT | 0.53 | 101 | 113 | 0 | 0 | 0 | 0 | 0 | 0 | 0.46789 |  | 0
100465 | CAPE GT 4 | 13.2 | 101 | 113 | 0 | 0 | 0 | 0 | 0 | 0 | 0.46808 |  | 0
100466 | CAPE GT 5 | 13.2 | 101 | 113 | 0 | 0 | 0 | 0 | 0 | 0 | 0.46808 |  | 0
100464 | ECO ME PTRR | 13.2 | 101 | 114 | 0 | 0 | 0 | 0 | 0 | 0 | 0.4685 |  | 0
100386 | WESTBROOK C1 | 18 | 101 | 113 | 174.71 | 0 | 174.71 | 174.71 | 0 | 0 | 0.46851 |  | 0
100387 | WESTBROOK C2 | 18 | 101 | 113 | 174.71 | 0 | 174.71 | 174.71 | 0 | 0 | 0.46851 |  | 0
100388 | WESTBROOK ST | 18 | 101 | 113 | 180.58 | 0 | 180.58 | 180.58 | 0 | 0 | 0.46851 |  | 0
100448 | BONNY EAGLE | 2.4 | 101 | 114 | 0 | 0 | 0 | 0 | 0 | 0 | 0.47014 |  | 0
100481 | W BUXTON HYD | 2.3 | 101 | 114 | 0 | 0 | 0 | 0 | 0 | 0 | 0.47046 |  | 0
100484 | SANFORD | 34.5 | 101 | 112 | 0 | 0 | 0 | 0 | 0 | 0 | 0.47205 |  | 0
100476 | BAR MILLS HY | 2.4 | 101 | 114 | 0 | 0 | 0 | 0 | 0 | 0 | 0.47206 |  | 0
100474 | CATRACT EAST | 11.5 | 101 | 114 | 8.9 | 0 | 8.9 | 8.9 | 0 | 0 | 0.47403 |  | 0
100463 | SKELTON HYD2 | 6.9 | 101 | 114 | 0 | 0 | 0 | 0 | 0 | 0 | 0.47427 |  | 0
100473 | SKELTON HYD1 | 6.9 | 101 | 114 | 0 | 0 | 0 | 0 | 0 | 0 | 0.47427 |  | 0
100758 | SANFORD G1 | 0.6 | 101 | 113 | 0 | 0 | 0 | 0 | 0 | 0 | 0.48075 |  | 0
105415 | ROCH LANDFIL | 4.16 | 101 | 604 | 4.98 | 0 | 4.98 | 4.98 | 0 | 0 | 0.48922 |  | 0
994517 | SUN_EASTPORT | 115 | 101 | 600 | 38 | 0 | 38 | 38 | 0 | 0 | 0.48922 |  | 0
105464 | NEWINGTON_G1 | 24 | 101 | 603 | 407.5 | 0 | 407.5 | 407.5 | 0 | 0 | 0.60341 |  | 0
105476 | NEWINGTON_C1 | 18 | 101 | 603 | 175.28 | 0 | 175.28 | 175.28 | 0 | 0 | 0.60341 |  | 0
105477 | NEWINGTON_C2 | 18 | 101 | 603 | 175.28 | 0 | 175.28 | 175.28 | 0 | 0 | 0.60341 |  | 0
105478 | NEWINGTON_S1 | 18 | 101 | 603 | 208.95 | 0 | 208.95 | 208.95 | 0 | 0 | 0.60341 |  | 0

## 107931 NE_K6_NY 107930 BENNINGT
****** Plant Redispatch calculator ******* !!!! Please - edit only columns 'Status' & 'Pnew' !!!!!***
Flows
NN | LFCaseName | Monitored Element | [5 empty] | Contingency | Limit | FlowInit | FlowRes | FlowChange | Loading
1 |  | 107931 NE_K6_NY 115 107930 BENNINGTON 115 1 | [5 empty] | BF_NTHFLD_2T | 217 | 111.2 | 111.2 | 0 | 51.24%
Dispatch | [8 empty] | 0 |  |  |  | 0
Bus# | Bus Name | Volt | Area | Zone | Pgen or Pload | PMin Gen | PMax Gen | Pnew | Pdelta | Pavail | Dfax_1 | --- | Impact_1
998496 | SUN_E ARLN~1 | 46 | 101 | 822 | 0 | 0 | 0 | 0 | 0 | 0 | -0.3125 |  | 0
109403 | DRFLD EAST G | 0.69 | 101 | 704 | 0 | 0 | 0 | 0 | 0 | 0 | -0.26194 |  | 0
109404 | DRFLD WEST G | 0.69 | 101 | 704 | 0 | 0 | 0 | 0 | 0 | 0 | -0.26194 |  | 0
109296 | SEARS WIND_E | 12.5 | 101 | 704 | 0 | 0 | 0 | 0 | 0 | 0 | -0.24714 |  | 0
109297 | SEARS WIND_W | 12.5 | 101 | 704 | 0 | 0 | 0 | 0 | 0 | 0 | -0.24714 |  | 0
109517 | SEARS HYDRO | 2.4 | 101 | 1100 | 0 | 0 | 0 | 0 | 0 | 0 | -0.2325 |  | 0
108934 | STRATTON_SC1 | 13.8 | 101 | 704 | 0 | 0 | 0 | 0 | 0 | 0 | -0.19111 |  | 0
108938 | STRATTON_SC2 | 13.8 | 101 | 704 | 0 | 0 | 0 | 0 | 0 | 0 | -0.19111 |  | 0
109503 | HARRIMAN G3 | 6.9 | 101 | 1100 | 0 | 0 | 0 | 0 | 0 | 0 | -0.17463 |  | 0
113123 | HOOSAC CLR1 | 0.69 | 101 | 1100 | 0 | 0 | 0 | 0 | 0 | 0 | -0.15678 |  | 0
113125 | HOOSAC CLR2 | 0.69 | 101 | 1100 | 0 | 0 | 0 | 0 | 0 | 0 | -0.15678 |  | 0
113101 | DEERFIELD 5G | 13.8 | 101 | 1100 | 0 | 0 | 0 | 0 | 0 | 0 | -0.15534 |  | 0
113102 | FIFE BROOK | 13.8 | 101 | 1100 | 9.9 | 0 | 9.9 | 9.9 | 0 | 0 | -0.15534 |  | 0
993005 | SUN_ADAMS | 115 | 101 | 1100 | 0 | 0 | 0 | 0 | 0 | 0 | -0.14231 |  | 0
116627 | BERKSHRE WND | 0.57 | 101 | 1374 | 0 | 0 | 0 | 0 | 0 | 0 | -0.09222 |  | 0
996336 | SUN BAT_PA~2 | 115 | 101 | 1370 | 0 | 0 | 0 | 0 | 0 | 0 | -0.09222 |  | 0
996625 | SUN BAT_PA~1 | 23 | 101 | 1372 | 0 | 0 | 0 | 0 | 0 | 0 | -0.09222 |  | 0
116618 | ALTRESCO_C1 | 13.8 | 101 | 1373 | 33.65 | 0 | 33.65 | 33.65 | 0 | 0 | -0.08145 |  | 0
116619 | ALTRESCO_C2 | 13.8 | 101 | 1373 | 33.65 | 0 | 33.65 | 33.65 | 0 | 0 | -0.08145 |  | 0
116620 | ALTRESCO_C3 | 13.8 | 101 | 1373 | 31.45 | 0 | 33.65 | 31.45 | 0 | 2.2 | -0.08145 |  | 0
116621 | ALTRESCO_S4 | 13.8 | 101 | 1373 | 0 | 0 | 0 | 0 | 0 | 0 | -0.08145 |  | 0
116608 | DOREEN JET | 13.2 | 101 | 1374 | 0 | 0 | 0 | 0 | 0 | 0 | -0.0814 |  | 0
109504 | HARRIMAN G2 | 6.9 | 101 | 1100 | 13.71 | 0 | 13.71 | 13.71 | 0 | 0 | -0.07377 |  | 0
109505 | HARRIMAN G1 | 6.9 | 101 | 1100 | 13.71 | 0 | 13.71 | 13.71 | 0 | 0 | -0.07377 |  | 0
999312 | Strata_Ber~1 | 115 | 101 | 1370 | 0 | 0 | 0 | 0 | 0 | 0 | -0.0724 |  | 0
113104 | SHERMAN HYD | 2.4 | 101 | 1100 | 0 | 0 | 0 | 0 | 0 | 0 | -0.07201 |  | 0
116638 | WOODLAND JET | 13.2 | 101 | 1374 | 0 | 0 | 0 | 0 | 0 | 0 | -0.06909 |  | 0
113061 | PLEASANT-NEP | 23 | 101 | 1100 | 0 | 0 | 0 | 0 | 0 | 0 | -0.06181 |  | 0
996284 | SUN_CUMBER~1 | 115 | 101 | 1370 | 0 | 0 | 0 | 0 | 0 | 0 | -0.05431 |  | 0
116568 | TILSON-1044 | 13.8 | 101 | 1372 | 0 | 0 | 0 | 0 | 0 | 0 | -0.05211 |  | 0
116578 | TURNERS FALS | 2.4 | 101 | 1374 | 0 | 0 | 0 | 0 | 0 | 0 | -0.05211 |  | 0
116579 | CABOT HYDRO | 13.8 | 101 | 1373 | 64.66 | 0 | 64.66 | 64.66 | 0 | 0 | -0.05211 |  | 0
996270 | SUN BAT_TI~1 | 115 | 101 | 1370 | 0 | 0 | 0 | 0 | 0 | 0 | -0.05211 |  | 0
113011 | BAT_BarreB~1 | 115 | 101 | 1100 | 0 | 0 | 0 | 0 | 0 | 0 | -0.04551 |  | 0
113100 | DEERFIELD 4G | 2.4 | 101 | 1100 | 0 | 0 | 0 | 0 | 0 | 0 | -0.03934 |  | 0
113099 | DEERFIELD 3G | 2.4 | 101 | 1100 | 0 | 0 | 0 | 0 | 0 | 0 | -0.0382 |  | 0
113098 | DEERFIELD 2G | 2.4 | 101 | 1100 | 0 | 0 | 0 | 0 | 0 | 0 | -0.03679 |  | 0
113096 | BEARSWAMP 1 | 13.8 | 101 | 1100 | 331.5 | 0 | 331.5 | 331.5 | 0 | 0 | -0.03334 |  | 0
113097 | BEARSWAMP 2 | 13.8 | 101 | 1100 | 331.5 | 0 | 331.5 | 331.5 | 0 | 0 | -0.03334 |  | 0
993001 | SUN_BEAR S~1 | 230 | 101 | 1100 | 83.71 | 0 | 83.71 | 83.71 | 0 | 0 | -0.03334 |  | 0
116651 | INDIAN RIVER | 2.3 | 101 | 1334 | 0 | 0 | 0 | 0 | 0 | 0 | -0.03039 |  | 0
996364 | SUN_BLANDF~1 | 115 | 101 | 1330 | 0 | 0 | 0 | 0 | 0 | 0 | -0.03039 |  | 0
109529 | VERNON HYD A | 2.4 | 101 | 1100 | 0 | 0 | 0 | 0 | 0 | 0 | -0.02874 |  | 0
109530 | VERNON HYD B | 2.4 | 101 | 1100 | 0 | 0 | 0 | 0 | 0 | 0 | -0.02874 |  | 0
109531 | VERNON HY T1 | 13.8 | 101 | 1100 | 0 | 0 | 0 | 0 | 0 | 0 | -0.02874 |  | 0
109532 | VERNON HY T2 | 13.8 | 101 | 1100 | 0 | 0 | 0 | 0 | 0 | 0 | -0.02874 |  | 0
113082 | BARRE MA T1 | 13.8 | 101 | 1100 | 0 | 0 | 0 | 0 | 0 | 0 | -0.02839 |  | 0
993007 | BAT_BARRE ~1 | 115 | 101 | 1100 | 0 | 0 | 0 | 0 | 0 | 0 | -0.02839 |  | 0
113085 | WENDELL DEP | 13.8 | 101 | 1100 | 0 | 0 | 0 | 0 | 0 | 0 | -0.02787 |  | 0
993015 | SUN_WENDEL~1 | 115 | 101 | 1100 | 0 | 0 | 0 | 0 | 0 | 0 | -0.02787 |  | 0
993029 | SUN_SHUTES~1 | 69 | 101 | 1100 | 19.99 | 0 | 19.99 | 19.99 | 0 | 0 | -0.0258 |  | 0
113142 | SOLTERRA A | 0.48 | 101 | 1100 | 0 | 0 | 0 | 0 | 0 | 0 | -0.02138 |  | 0
113143 | SOLTERRA B | 0.42 | 101 | 1100 | 0 | 0 | 0 | 0 | 0 | 0 | -0.02138 |  | 0
993000 | SUN_TREASU~1 | 115 | 101 | 1100 | 0 | 0 | 0 | 0 | 0 | 0 | -0.02138 |  | 0
993034 | SUN_BELCHE~1 | 69 | 101 | 1100 | 17.93 | 0 | 17.93 | 17.93 | 0 | 0 | -0.01796 |  | 0
993038 | SUN_ROYALS~1 | 69 | 101 | 1100 | 2.5 | 0 | 2.5 | 2.5 | 0 | 0 | -0.01761 |  | 0
993342 | SUN_CRYSTA~1 | 69 | 101 | 1110 | 0 | 0 | 0 | 0 | 0 | 0 | -0.01602 |  | 0
113020 | DaymarkGe~42 | 115 | 101 | 1100 | 0 | 0 | 0 | 0 | 0 | 0 | -0.01419 |  | 0
993031 | SUN_WARE | 69 | 101 | 1100 | 60.61 | 0 | 85.08 | 60.61 | 0 | 24.47 | -0.01336 |  | 0
993037 | SUN_LASHAW~1 | 69 | 101 | 1100 | 18.09 | 0 | 26.15 | 18.09 | 0 | 8.06 | -0.01177 |  | 0
113889 | PRINCETON | 13.8 | 101 | 1208 | 0 | 0 | 0 | 0 | 0 | 0 | -0.01168 |  | 0
113138 | VUELTA_GEN | 0.38 | 101 | 1100 | 0 | 0 | 0 | 0 | 0 | 0 | -0.01131 |  | 0
113139 | OLD_WARDOUR | 0.38 | 101 | 1100 | 2.33 | 0 | 2.38 | 2.33 | 0 | 0.05 | -0.01131 |  | 0
993039 | SUN_MEADOW~2 | 69 | 101 | 1100 | 8.13 | 0 | 8.13 | 8.13 | 0 | 0 | -0.011 |  | 0
993054 | SUN_MEADOW~1 | 69 | 101 | 1100 | 13.6 | 0 | 13.6 | 13.6 | 0 | 0 | -0.011 |  | 0
997910 | SUN_VERNON~1 | 115 | 101 | 700 | 0 | 0 | 0 | 0 | 0 | 0 | -0.00945 |  | 0
994946 | SUN_VERNON~2 | 115 | 101 | 99 | 0 | 0 | 0 | 0 | 0 | 0 | -0.0083 |  | 0
994935 | SUN_CHESTN~1 | 115 | 101 | 680 | 0 | 0 | 0 | 0 | 0 | 0 | -0.00822 |  | 0
993285 | SUN_LITCHF~1 | 115 | 101 | 1110 | 0 | 0 | 0 | 0 | 0 | 0 | -0.00793 |  | 0
997010 | HVDC_COOLI~1 | 345 | 101 | 700 | 0 | 0 | 0 | 0 | 0 | 0 | -0.00785 |  | 0
993328 | SUN_EAST W~1 | 69 | 101 | 1110 | 9.93 | 0 | 9.93 | 9.93 | 0 | 0 | -0.00782 |  | 0
113877 | PINETREE PWR | 13.8 | 101 | 1206 | 0 | 0 | 0 | 0 | 0 | 0 | -0.00774 |  | 0
993282 | SUN_FLAGG ~1 | 115 | 101 | 1110 | 0 | 0 | 0 | 0 | 0 | 0 | -0.00774 |  | 0
993868 | WDS_FLAGG ~1 | 69 | 101 | 1206 | 0 | 0 | 0 | 0 | 0 | 0 | -0.00774 |  | 0
998476 | SUN_CARVER~1 | 46 | 101 | 802 | 0 | 0 | 0 | 0 | 0 | 0 | -0.00767 |  | 0
108949 | BELDENS | 4.16 | 101 | 704 | 0 | 0 | 0 | 0 | 0 | 0 | -0.00765 |  | 0
108951 | HUNTINGTON | 4.16 | 101 | 704 | 0 | 0 | 0 | 0 | 0 | 0 | -0.00765 |  | 0
108953 | PROCTOR HYD | 4.16 | 101 | 704 | 0 | 0 | 0 | 0 | 0 | 0 | -0.00764 |  | 0
109151 | COOL_PV_GEN | 0.6 | 101 | 703 | 0 | 0 | 0 | 0 | 0 | 0 | -0.00763 |  | 0
109051 | GLEN HYDRO | 13.2 | 101 | 704 | 0 | 0 | 0 | 0 | 0 | 0 | -0.00762 |  | 0
109079 | PATCH HYDRO | 2.3 | 101 | 704 | 0 | 0 | 0 | 0 | 0 | 0 | -0.00762 |  | 0
109053 | RUTLAND GT | 13.2 | 101 | 704 | 0 | 0 | 0 | 0 | 0 | 0 | -0.00761 |  | 0
109065 | RUT GT_D1_CR | 12.5 | 101 | 802 | 0 | 0 | 0 | 0 | 0 | 0 | -0.00761 |  | 0
113444 | QP698 | 0.48 | 101 | 1110 | 0 | 0 | 0 | 0 | 0 | 0 | -0.00758 |  | 0
993283 | SUN_E WINC~1 | 115 | 101 | 1110 | 0 | 0 | 0 | 0 | 0 | 0 | -0.00758 |  | 0
109107 | WEYBRDGE | 12.5 | 101 | 704 | 0 | 0 | 0 | 0 | 0 | 0 | -0.00749 |  | 0
108992 | VERGENNES GN | 2.4 | 101 | 704 | 0 | 0 | 0 | 0 | 0 | 0 | -0.00741 |  | 0
997790 | SUN_VERGEN~1 | 115 | 101 | 700 | 45.98 | 0 | 50 | 45.98 | 0 | 4.02 | -0.00741 |  | 0
113894 | STERLING T2 | 13.8 | 101 | 1210 | 0 | 0 | 0 | 0 | 0 | 0 | -0.00737 |  | 0
109103 | SILVERLAKE | 6.9 | 101 | 704 | 0 | 0 | 0 | 0 | 0 | 0 | -0.00734 |  | 0
108884 | BURLINGTN_GT | 13.8 | 101 | 704 | 0 | 0 | 0 | 0 | 0 | 0 | -0.00713 |  | 0
113378 | FITCH RD1 | 13.8 | 101 | 1110 | 0.95 | 0 | 0.95 | 0.95 | 0 | 0 | -0.00709 |  | 0
113379 | FITCH RD2 | 13.8 | 101 | 1110 | 0.95 | 0 | 0.95 | 0.95 | 0 | 0 | -0.00709 |  | 0
109550 | BELLOWS FALS | 6.9 | 101 | 400 | 0 | 0 | 0 | 0 | 0 | 0 | -0.00708 |  | 0
998940 | SUN_WESTMI~1 | 12.5 | 101 | 822 | 0 | 0 | 0 | 0 | 0 | 0 | -0.00708 |  | 0
113451 | CHINOOK_PV | 0.6 | 101 | 1110 | 0 | 0 | 0 | 0 | 0 | 0 | -0.00704 |  | 0
108893 | ASCUTNEY GT | 13.8 | 101 | 704 | 0 | 0 | 0 | 0 | 0 | 0 | -0.00703 |  | 0
994990 | SUN_FITZWI~1 | 115 | 101 | 680 | 0 | 0 | 0 | 0 | 0 | 0 | -0.00694 |  | 0
998265 | SUN_WINDSOR | 46 | 101 | 812 | 0 | 0 | 0 | 0 | 0 | 0 | -0.00694 |  | 0
108988 | ESSEX DIESLS | 2.4 | 101 | 704 | 0 | 0 | 0 | 0 | 0 | 0 | -0.00687 |  | 0
108990 | ESSEX HYDRO | 2.4 | 101 | 704 | 0 | 0 | 0 | 0 | 0 | 0 | -0.00687 |  | 0
108875 | BED_WINOOSKI | 13.8 | 101 | 704 | 0 | 0 | 0 | 0 | 0 | 0 | -0.00686 |  | 0
108891 | GORGE GT | 13.8 | 101 | 704 | 0 | 0 | 0 | 0 | 0 | 0 | -0.00686 |  | 0
108986 | GORGE_HYDRO | 4.16 | 101 | 704 | 0 | 0 | 0 | 0 | 0 | 0 | -0.00686 |  | 0
109160 | JC MCNEIL | 13.8 | 101 | 704 | 0 | 0 | 0 | 0 | 0 | 0 | -0.00686 |  | 0
113404 | WMI MILLBURY | 13.8 | 101 | 1110 | 40.94 | 0 | 40.94 | 40.94 | 0 | 0 | -0.00685 |  | 0
109141 | TAFTSVL_GEN | 12.5 | 101 | 704 | 0 | 0 | 0 | 0 | 0 | 0 | -0.00673 |  | 0
109140 | NO HARTLAND | 4.16 | 101 | 704 | 0 | 0 | 0 | 0 | 0 | 0 | -0.00669 |  | 0
109226 | PETERSON_GEN | 4 | 101 | 704 | 0 | 0 | 0 | 0 | 0 | 0 | -0.00668 |  | 0
109227 | CLARK FALLS | 2.4 | 101 | 704 | 0 | 0 | 0 | 0 | 0 | 0 | -0.00668 |  | 0
109229 | MILTON_G | 2.3 | 101 | 704 | 0 | 0 | 0 | 0 | 0 | 0 | -0.00668 |  | 0
106033 | SLAYTON HIL1 | 13.8 | 101 | 400 | 0 | 0 | 0 | 0 | 0 | 0 | -0.00667 |  | 0
108168 | GEORGIA MTN | 0.69 | 101 | 704 | 0 | 0 | 0 | 0 | 0 | 0 | -0.00667 |  | 0
109228 | FAIRFAX FALS | 2.3 | 101 | 704 | 0 | 0 | 0 | 0 | 0 | 0 | -0.00666 |  | 0
116413 | NORTHFIELD 3 | 13.8 | 101 | 1373 | 292 | 0 | 292 | 292 | 0 | 0 | -0.00659 |  | 0
116414 | NORTHFIELD 4 | 13.8 | 101 | 1373 | 292 | 0 | 292 | 292 | 0 | 0 | -0.00659 |  | 0
109573 | WILDER | 13.8 | 101 | 400 | 0 | 0 | 0 | 0 | 0 | 0 | -0.00656 |  | 0
107324 | HG_CONVRTR_S | 115 | 101 | 703 | 0 | 0 | 0 | 0 | 0 | 0 | -0.00655 |  | 0
108894 | SWANTON GT | 13.8 | 101 | 704 | 0 | 0 | 0 | 0 | 0 | 0 | -0.00655 |  | 0
109280 | SHELDON_G1 | 4.16 | 101 | 704 | 0 | 0 | 0 | 0 | 0 | 0 | -0.00655 |  | 0
109281 | SHELDON_G2 | 4.16 | 101 | 704 | 0 | 0 | 0 | 0 | 0 | 0 | -0.00655 |  | 0
109282 | SHELDON_G3 | 4.16 | 101 | 704 | 0 | 0 | 0 | 0 | 0 | 0 | -0.00655 |  | 0
911524 | HIGH_DGEN | 115 | 101 | 703 | 0 | 0 | 0 | 0 | 0 | 0 | -0.00655 |  | 0
109072 | BOLTON FALLS | 4.16 | 101 | 704 | 0 | 0 | 0 | 0 | 0 | 0 | -0.00639 |  | 0
105345 | HEMPHILL PWR | 13.8 | 101 | 564 | 17.5 | 0 | 17.5 | 17.5 | 0 | 0 | -0.00631 |  | 0
105350 | LEMP_STRING1 | 0.69 | 101 | 564 | 2.21 | 0 | 2.21 | 2.21 | 0 | 0 | -0.00631 |  | 0
105351 | LEMP_STRING2 | 0.69 | 101 | 564 | 2.21 | 0 | 2.21 | 2.21 | 0 | 0 | -0.00631 |  | 0
994451 | SUN_NORTH ~2 | 115 | 101 | 560 | 15 | 0 | 15 | 15 | 0 | 0 | -0.00631 |  | 0
109076 | LTTLE RIVER | 4.16 | 101 | 704 | 0 | 0 | 0 | 0 | 0 | 0 | -0.00629 |  | 0
109080 | MORETOWN | 4.16 | 101 | 704 | 0 | 0 | 0 | 0 | 0 | 0 | -0.00625 |  | 0
109321 | KCW_JAY_SC1 | 13.8 | 101 | 704 | 0 | 0 | 0 | 0 | 0 | 0 | -0.00616 |  | 0
108905 | KINGDOM_GEN | 0.65 | 101 | 704 | 12 | 0 | 12 | 12 | 0 | 0 | -0.00615 |  | 0
108895 | BERLIN VT_GT | 13.2 | 101 | 704 | 0 | 0 | 0 | 0 | 0 | 0 | -0.00612 |  | 0
996240 | AC_BUCK POND | 115 | 101 | 1330 | 0 | 0 | 0 | 0 | 0 | 0 | -0.00608 |  | 0
105731 | ANTRIM GSU | 0.69 | 101 | 684 | 0 | 0 | 0 | 0 | 0 | 0 | -0.00607 |  | 0
994895 | WND_TUTTLE~1 | 115 | 101 | 680 | 28.4 | 0 | 28.4 | 28.4 | 0 | 0 | -0.00607 |  | 0
109234 | COVENTRY_GEN | 4.16 | 101 | 704 | 0 | 0 | 0 | 0 | 0 | 0 | -0.00606 |  | 0
993036 | SUN_WILBRA~1 | 69 | 101 | 1100 | 9.7 | 0 | 9.7 | 9.7 | 0 | 0 | -0.00606 |  | 0
993047 | SUN_E.LONG~1 | 69 | 101 | 1100 | 8.99 | 0 | 8.99 | 8.99 | 0 | 0 | -0.00606 |  | 0
109277 | NEWPORT HY | 4.16 | 101 | 704 | 0 | 0 | 0 | 0 | 0 | 0 | -0.00604 |  | 0
113907 | SHREWSBRY | 69 | 101 | 1214 | 0 | 0 | 0 | 0 | 0 | 0 | -0.00601 |  | 0
997560 | SUN_BARRE | 115 | 101 | 700 | 25.58 | 0 | 25.58 | 25.58 | 0 | 0 | -0.00599 |  | 0
109104 | MARSHFIELD | 4.16 | 101 | 704 | 0 | 0 | 0 | 0 | 0 | 0 | -0.00597 |  | 0
108898 | SHEFLD CLR-N | 0.69 | 101 | 704 | 0 | 0 | 0 | 0 | 0 | 0 | -0.00578 |  | 0
108899 | SHEFLD CLR-S | 0.69 | 101 | 704 | 0 | 0 | 0 | 0 | 0 | 0 | -0.00578 |  | 0
109102 | WDANVILLE HY | 7.2 | 101 | 704 | 0 | 0 | 0 | 0 | 0 | 0 | -0.00578 |  | 0
105726 | JACKMAN HYD | 2.4 | 101 | 684 | 3.6 | 0 | 3.6 | 3.6 | 0 | 0 | -0.00575 |  | 0
106048 | MCINDOES FLS | 2.4 | 101 | 400 | 0 | 0 | 0 | 0 | 0 | 0 | -0.00559 |  | 0
109070 | DODGE FALLS | 4.25 | 101 | 704 | 0 | 0 | 0 | 0 | 0 | 0 | -0.00559 |  | 0
109106 | BARNET_D | 2.4 | 101 | 704 | 0 | 0 | 0 | 0 | 0 | 0 | -0.00559 |  | 0
109131 | BATH | 2.4 | 101 | 704 | 0 | 0 | 0 | 0 | 0 | 0 | -0.00559 |  | 0
109170 | RYEGATE WOOD | 13.8 | 101 | 704 | 19 | 0 | 19 | 19 | 0 | 0 | -0.00559 |  | 0
113926 | CHERRYST DSL | 4.16 | 101 | 1220 | 16.8 | 0 | 16.8 | 16.8 | 0 | 0 | -0.00559 |  | 0
109248 | EAST BARNET | 4 | 101 | 704 | 0 | 0 | 0 | 0 | 0 | 0 | -0.00552 |  | 0
109252 | PASSUMPSIC | 2.4 | 101 | 704 | 0 | 0 | 0 | 0 | 0 | 0 | -0.00552 |  | 0
109253 | ARNOLD FALLS | 2.3 | 101 | 704 | 0 | 0 | 0 | 0 | 0 | 0 | -0.00552 |  | 0
109254 | PIERCE MILLS | 2.3 | 101 | 704 | 0 | 0 | 0 | 0 | 0 | 0 | -0.00552 |  | 0
113341 | OAKDALE_A53 | 69 | 101 | 1110 | 0 | 0 | 0 | 0 | 0 | 0 | -0.00544 |  | 0
105110 | GRANITE DVAR | 0.48 | 101 | 524 | 0 | 0 | 0 | 0 | 0 | 0 | -0.0054 |  | 0
105113 | GRANITE_DIX | 1 | 101 | 524 | 6.34 | 0 | 6.34 | 6.34 | 0 | 0 | -0.0054 |  | 0
105117 | GW_FSH_AG 9A | 1 | 101 | 524 | 8.15 | 0 | 8.15 | 8.15 | 0 | 0 | -0.0054 |  | 0
105120 | GW_FSH_T33L | 1 | 101 | 524 | 0.91 | 0 | 0.91 | 0.91 | 0 | 0 | -0.0054 |  | 0
105123 | GW_FSH_T31L | 1 | 101 | 524 | 0.91 | 0 | 0.91 | 0.91 | 0 | 0 | -0.0054 |  | 0
105125 | GW_FSH_T32L | 1 | 101 | 524 | 0.91 | 0 | 0.91 | 0.91 | 0 | 0 | -0.0054 |  | 0
105128 | GRAN OWLAG | 1 | 101 | 524 | 4.53 | 0 | 4.53 | 4.53 | 0 | 0 | -0.0054 |  | 0
105132 | GW_OWL_T16L | 1 | 101 | 524 | 0.91 | 0 | 0.91 | 0.91 | 0 | 0 | -0.0054 |  | 0
105135 | GW_OWL_T15L | 1 | 101 | 524 | 0.91 | 0 | 0.91 | 0.91 | 0 | 0 | -0.0054 |  | 0
105138 | GW_OWL_T14L | 1 | 101 | 524 | 0.91 | 0 | 0.91 | 0.91 | 0 | 0 | -0.0054 |  | 0
105140 | GW_OWL_T13L | 1 | 101 | 524 | 0.91 | 0 | 0.91 | 0.91 | 0 | 0 | -0.0054 |  | 0
105143 | GW_OWL_T12L | 1 | 101 | 524 | 0.91 | 0 | 0.91 | 0.91 | 0 | 0 | -0.0054 |  | 0
105145 | GW_OWL_T11L | 1 | 101 | 524 | 0.91 | 0 | 0.91 | 0.91 | 0 | 0 | -0.0054 |  | 0
105147 | GW_OWL_T10L | 1 | 101 | 524 | 0.91 | 0 | 0.91 | 0.91 | 0 | 0 | -0.0054 |  | 0
105149 | GW_OWL_T09L | 1 | 101 | 524 | 0.91 | 0 | 0.91 | 0.91 | 0 | 0 | -0.0054 |  | 0
105151 | GW_OWL_T08L | 1 | 101 | 524 | 0.91 | 0 | 0.91 | 0.91 | 0 | 0 | -0.0054 |  | 0
105152 | SMITH HYDRO | 6.6 | 101 | 523 | 17.6 | 0 | 17.6 | 17.6 | 0 | 0 | -0.0054 |  | 0
105180 | PONTOOK HYD | 4.16 | 101 | 524 | 9.6 | 0 | 9.6 | 9.6 | 0 | 0 | -0.0054 |  | 0
105188 | BURGESS GEN | 13.8 | 101 | 523 | 65.38 | 0 | 65.38 | 65.38 | 0 | 0 | -0.0054 |  | 0
105193 | GLAKES BERLN | 23 | 101 | 524 | 25 | 0 | 25 | 25 | 0 | 0 | -0.0054 |  | 0
105194 | GORHAM HYDRO | 2.3 | 101 | 524 | 2.05 | 0 | 2.05 | 2.05 | 0 | 0 | -0.0054 |  | 0
105197 | JERICHO | 0.69 | 101 | 523 | 2.5 | 0 | 2.5 | 2.5 | 0 | 0 | -0.0054 |  | 0
105206 | LOST NATION | 13.2 | 101 | 524 | 14.1 | 0 | 14.1 | 14.1 | 0 | 0 | -0.0054 |  | 0
105219 | BETHLEHEM | 13.8 | 101 | 524 | 15.75 | 0 | 15.75 | 15.75 | 0 | 0 | -0.0054 |  | 0
105221 | WHITEFLD P&L | 13.8 | 101 | 524 | 18 | 0 | 18 | 18 | 0 | 0 | -0.0054 |  | 0
994210 | SUN_PARIS | 115 | 101 | 520 | 45 | 0 | 45 | 45 | 0 | 0 | -0.0054 |  | 0
994220 | WAT BAT_BE~1 | 115 | 101 | 520 | 15 | 0 | 15 | 15 | 0 | 0 | -0.0054 |  | 0
994231 | SUNBAT_Ber~1 | 115 | 101 | 520 | 113.01 | 0 | 113.01 | 113.01 | 0 | 0 | -0.0054 |  | 0
994264 | SUN_LITTLE~1 | 115 | 101 | 560 | 27 | 0 | 27 | 27 | 0 | 0 | -0.0054 |  | 0
106044 | MOORE G1 | 13.8 | 101 | 400 | 51.82 | 0 | 51.82 | 51.82 | 0 | 0 | -0.00539 |  | 0
106046 | MOORE G3 | 13.8 | 101 | 400 | 47.27 | 0 | 47.27 | 47.27 | 0 | 0 | -0.00538 |  | 0
106045 | MOORE G2 | 13.8 | 101 | 400 | 47.27 | 0 | 47.27 | 47.27 | 0 | 0 | -0.00536 |  | 0
106047 | MOORE G4 | 13.8 | 101 | 400 | 47.27 | 0 | 47.27 | 47.27 | 0 | 0 | -0.00536 |  | 0
996009 | WAT_MOORE ~1 | 230 | 101 | 400 | 4.6 | 0 | 4.6 | 4.6 | 0 | 0 | -0.00536 |  | 0
106040 | COMERFORD G1 | 13.8 | 101 | 400 | 32.24 | 0 | 32.24 | 32.24 | 0 | 0 | -0.00535 |  | 0
106041 | COMERFORD G2 | 13.8 | 101 | 400 | 44.63 | 0 | 44.63 | 44.63 | 0 | 0 | -0.00535 |  | 0
106042 | COMERFORD G3 | 13.8 | 101 | 400 | 44.63 | 0 | 44.63 | 44.63 | 0 | 0 | -0.00535 |  | 0
106043 | COMERFORD G4 | 13.8 | 101 | 400 | 44.63 | 0 | 44.63 | 44.63 | 0 | 0 | -0.00535 |  | 0
996003 | SUN_COMERF~1 | 230 | 101 | 400 | 76.25 | 0 | 76.25 | 76.25 | 0 | 0 | -0.00535 |  | 0
105271 | WHITELAKE_JT | 13.8 | 101 | 564 | 18.1 | 0 | 18.1 | 18.1 | 0 | 0 | -0.00534 |  | 0
105276 | TAMWORTH GEN | 13.8 | 101 | 564 | 21.15 | 0 | 21.15 | 21.15 | 0 | 0 | -0.00534 |  | 0
105288 | GROTON G1 | 0.69 | 101 | 564 | 4.88 | 0 | 4.88 | 4.88 | 0 | 0 | -0.00533 |  | 0
105290 | GROTON G2 | 0.69 | 101 | 564 | 4.88 | 0 | 4.88 | 4.88 | 0 | 0 | -0.00533 |  | 0
105291 | GROTON DVAR | 0.48 | 101 | 564 | 0 | 0 | 0 | 0 | 0 | 0 | -0.00533 |  | 0
116556 | COBBLE MT_G | 6.9 | 101 | 1333 | 19.96 | 0 | 19.96 | 19.96 | 0 | 0 | -0.00533 |  | 0
105297 | BRIDGEWATER | 13.8 | 101 | 564 | 15.75 | 0 | 15.75 | 15.75 | 0 | 0 | -0.00532 |  | 0
105310 | ALEXANDRIA_G | 13.8 | 101 | 564 | 16.5 | 0 | 16.5 | 16.5 | 0 | 0 | -0.00531 |  | 0
105317 | AYERS ISLAND | 2.3 | 101 | 564 | 9.08 | 0 | 9.08 | 9.08 | 0 | 0 | -0.00531 |  | 0
105324 | EASTMAN FALS | 2.4 | 101 | 564 | 6.47 | 0 | 6.47 | 6.47 | 0 | 0 | -0.00529 |  | 0
105334 | LACONIA | 34.5 | 101 | 562 | 0.89 | 0 | 0.89 | 0.89 | 0 | 0 | -0.00529 |  | 0
994418 | SUN_WEBSTER | 115 | 101 | 560 | 19.9 | 0 | 19.9 | 19.9 | 0 | 0 | -0.00529 |  | 0
105357 | FARMWOOD_SC1 | 12.5 | 101 | 563 | 0 | 0 | 0 | 0 | 0 | 0 | -0.00501 |  | 0
105358 | FARMWOOD_SC2 | 12.5 | 101 | 563 | 0 | 0 | 0 | 0 | 0 | 0 | -0.00501 |  | 0
105362 | WES CONCORD | 4.16 | 101 | 644 | 13 | 0 | 13 | 13 | 0 | 0 | -0.00501 |  | 0
105374 | GARVINS HYD | 11 | 101 | 644 | 7.66 | 0 | 7.66 | 7.66 | 0 | 0 | -0.00479 |  | 0
105375 | HOOKSET HYD | 11 | 101 | 644 | 7.15 | 0 | 7.15 | 7.15 | 0 | 0 | -0.00479 |  | 0
105385 | MERRIMACK_G1 | 14.4 | 101 | 643 | 112.5 | 0 | 112.5 | 112.5 | 0 | 0 | -0.00479 |  | 0
105386 | MERRIMACK_G2 | 24 | 101 | 643 | 335.49 | 0 | 335.49 | 335.49 | 0 | 0 | -0.00479 |  | 0
105387 | MERRIMACK_CT | 13.8 | 101 | 643 | 35.4 | 0 | 35.4 | 35.4 | 0 | 0 | -0.00479 |  | 0
994484 | SUN_GARVINS | 115 | 101 | 640 | 17.5 | 0 | 17.5 | 17.5 | 0 | 0 | -0.00479 |  | 0
105700 | AMOSKEAG N. | 2.3 | 101 | 644 | 8.75 | 0 | 8.75 | 8.75 | 0 | 0 | -0.00478 |  | 0
105701 | AMOSKEAG S. | 2.3 | 101 | 644 | 8.75 | 0 | 8.75 | 8.75 | 0 | 0 | -0.00478 |  | 0
994502 | WND_PINE H~1 | 115 | 101 | 640 | 4.98 | 0 | 4.98 | 4.98 | 0 | 0 | -0.00466 |  | 0
995034 | SUN_S-MILF~1 | 115 | 101 | 640 | 16 | 0 | 16 | 16 | 0 | 0 | -0.00466 |  | 0
113429 | FRENCH_B1 | 0.48 | 101 | 1110 | 0 | 0 | 0 | 0 | 0 | 0 | -0.00456 |  | 0
113431 | FRENCH_A1 | 0.48 | 101 | 1110 | 0 | 0 | 0 | 0 | 0 | 0 | -0.00456 |  | 0
113432 | FRENCH_A2 | 0.48 | 101 | 1110 | 0 | 0 | 0 | 0 | 0 | 0 | -0.00456 |  | 0
993287 | SUN_NORTH ~1 | 115 | 101 | 1110 | 0 | 0 | 0 | 0 | 0 | 0 | -0.00456 |  | 0
106056 | GRANITE RDG1 | 16 | 101 | 400 | 223.08 | 0 | 223.08 | 223.08 | 0 | 0 | -0.0045 |  | 0
105633 | GRANITE R ST | 16 | 101 | 643 | 231.83 | 0 | 231.83 | 231.83 | 0 | 0 | -0.00447 |  | 0
105882 | MINES FALLS | 34.5 | 101 | 644 | 0.83 | 0 | 0.83 | 0.83 | 0 | 0 | -0.00445 |  | 0
106057 | GRANITE RDG2 | 16 | 101 | 400 | 223.08 | 0 | 223.08 | 223.08 | 0 | 0 | -0.00444 |  | 0
105415 | ROCH LANDFIL | 4.16 | 101 | 604 | 4.98 | 0 | 4.98 | 4.98 | 0 | 0 | -0.00439 |  | 0
994517 | SUN_EASTPORT | 115 | 101 | 600 | 38 | 0 | 38 | 38 | 0 | 0 | -0.00439 |  | 0
994704 | SUN_BRENTW~1 | 115 | 101 | 600 | 10 | 0 | 10 | 10 | 0 | 0 | -0.00438 |  | 0
105450 | SCHILLER_G4 | 13.8 | 101 | 603 | 47.5 | 0 | 47.5 | 47.5 | 0 | 0 | -0.00437 |  | 0
105451 | SCHILLER_G5 | 13.8 | 101 | 603 | 49.6 | 0 | 49.6 | 49.6 | 0 | 0 | -0.00437 |  | 0
105452 | SCHILLER_G6 | 13.8 | 101 | 603 | 48 | 0 | 48 | 48 | 0 | 0 | -0.00437 |  | 0
105454 | SCHILLER JET | 13.8 | 101 | 604 | 17.62 | 0 | 17.62 | 17.62 | 0 | 0 | -0.00437 |  | 0
100351 | KIBBY STRNG1 | 1 | 101 | 144 | 6.03 | 0 | 6.03 | 6.03 | 0 | 0 | -0.00431 |  | 0
100352 | KIBBY STRNG2 | 1 | 101 | 144 | 0 | 0 | 0 | 0 | 0 | 0 | -0.00431 |  | 0
100353 | KIBBY STRNG3 | 1 | 101 | 144 | 6.03 | 0 | 6.03 | 6.03 | 0 | 0 | -0.00431 |  | 0
100354 | KIBBY STRNG4 | 1 | 101 | 144 | 4.17 | 0 | 4.17 | 4.17 | 0 | 0 | -0.00431 |  | 0
100355 | KIBBY W DVAR | 34.5 | 101 | 144 | 0 | 0 | 0 | 0 | 0 | 0 | -0.00431 |  | 0
100356 | HARRIS HY T1 | 13.8 | 101 | 113 | 17 | 0 | 17 | 17 | 0 | 0 | -0.00431 |  | 0
100357 | HARRIS HY T2 | 13.8 | 101 | 113 | 0 | 0 | 0 | 0 | 0 | 0 | -0.00431 |  | 0
100358 | HARRIS HY T3 | 13.8 | 101 | 113 | 0 | 0 | 0 | 0 | 0 | 0 | -0.00431 |  | 0
100359 | VERJAY RILEY | 2.4 | 101 | 114 | 6.6 | 0 | 6.6 | 6.6 | 0 | 0 | -0.00431 |  | 0
100360 | WYMAN HYD#1 | 13.8 | 101 | 113 | 29.01 | 0 | 29.01 | 29.01 | 0 | 0 | -0.00431 |  | 0
100361 | WYMAN HYD#2 | 13.8 | 101 | 113 | 29.9 | 0 | 29.9 | 29.9 | 0 | 0 | -0.00431 |  | 0
100362 | WYMAN HYD#3 | 13.8 | 101 | 113 | 0 | 0 | 0 | 0 | 0 | 0 | -0.00431 |  | 0
100363 | WILLIAMS #1 | 6.9 | 101 | 113 | 8.22 | 0 | 8.22 | 8.22 | 0 | 0 | -0.00431 |  | 0
100364 | WILLIAMS #2 | 6.9 | 101 | 113 | 0 | 0 | 0 | 0 | 0 | 0 | -0.00431 |  | 0
100370 | AEI LIVERMRE | 13.8 | 101 | 113 | 35.3 | 0 | 35.3 | 35.3 | 0 | 0 | -0.00431 |  | 0
100372 | SEA STRATTON | 13.8 | 101 | 113 | 0 | 0 | 0 | 0 | 0 | 0 | -0.00431 |  | 0
100377 | VERSOCOGEN#1 | 13.8 | 101 | 113 | 0 | 0 | 0 | 0 | 0 | 0 | -0.00431 |  | 0
100378 | VERSOCOGEN#2 | 13.8 | 101 | 113 | 44.64 | 0 | 45.17 | 44.64 | 0 | 0.53 | -0.00431 |  | 0
100379 | VERSOCOGEN#3 | 13.8 | 101 | 113 | 44.1 | 0 | 44.1 | 44.1 | 0 | 0 | -0.00431 |  | 0
100381 | RUMFORD PA C | 18 | 101 | 113 | 160.06 | 0 | 160.06 | 160.06 | 0 | 0 | -0.00431 |  | 0
100382 | RUMFORD PA S | 13.8 | 101 | 113 | 84.88 | 0 | 84.88 | 84.88 | 0 | 0 | -0.00431 |  | 0
100389 | BUCKSPORT G4 | 18 | 101 | 113 | 160.3 | 0 | 160.3 | 160.3 | 0 | 0 | -0.00431 |  | 0
100398 | RUMF FLS LH1 | 11.5 | 101 | 114 | 6.77 | 0 | 6.77 | 6.77 | 0 | 0 | -0.00431 |  | 0
100399 | RUMF FLS LH2 | 11.5 | 101 | 114 | 6.77 | 0 | 6.77 | 6.77 | 0 | 0 | -0.00431 |  | 0
100410 | HYD KENNEBEC | 4.16 | 101 | 113 | 7.83 | 0 | 7.83 | 7.83 | 0 | 0 | -0.00431 |  | 0
100411 | RUMF FLS UH4 | 4.16 | 101 | 114 | 0 | 0 | 0 | 0 | 0 | 0 | -0.00431 |  | 0
100412 | RUMF FLS UH2 | 11.5 | 101 | 114 | 15.45 | 0 | 15.45 | 15.45 | 0 | 0 | -0.00431 |  | 0
100413 | RUMF FLS UH1 | 11.5 | 101 | 114 | 7.2 | 0 | 7.2 | 7.2 | 0 | 0 | -0.00431 |  | 0
100416 | NEWPAGE BUS3 | 13.8 | 101 | 112 | 10 | 0 | 10 | 10 | 0 | 0 | -0.00431 |  | 0
100420 | VERSO JAY A | 13.8 | 101 | 112 | 34.5 | 0 | 34.5 | 34.5 | 0 | 0 | -0.00431 |  | 0
100421 | VERSO JAY B | 13.8 | 101 | 112 | 34.5 | 0 | 34.5 | 34.5 | 0 | 0 | -0.00431 |  | 0
100422 | SAPPI SMSTG1 | 13.8 | 101 | 114 | 0 | 0 | 0 | 0 | 0 | 0 | -0.00431 |  | 0
100423 | SAPPI SMSTG2 | 13.8 | 101 | 114 | 60 | 0 | 60 | 60 | 0 | 0 | -0.00431 |  | 0
100425 | NEWPAGE COGN | 13.8 | 101 | 113 | 119 | 1 | 119 | 119 | 0 | 0 | -0.00431 |  | 0
100427 | VERJAY LVRHY | 2.3 | 101 | 114 | 6 | 0 | 6 | 6 | 0 | 0 | -0.00431 |  | 0
100428 | VERJAY JAYHY | 4.16 | 101 | 114 | 3 | 0 | 3 | 3 | 0 | 0 | -0.00431 |  | 0
100431 | VERJAY OTIS | 4.16 | 101 | 114 | 10.4 | 0 | 10.4 | 10.4 | 0 | 0 | -0.00431 |  | 0
100432 | VERSO JAY C | 13.8 | 101 | 112 | 39.6 | 0 | 39.6 | 39.6 | 0 | 0 | -0.00431 |  | 0
100448 | BONNY EAGLE | 2.4 | 101 | 114 | 0 | 0 | 0 | 0 | 0 | 0 | -0.00431 |  | 0
100449 | HIRAM HYDRO | 2.4 | 101 | 114 | 11.6 | 0 | 11.6 | 11.6 | 0 | 0 | -0.00431 |  | 0
100450 | ATHENS | 13.8 | 101 | 112 | 0 | 0 | 0 | 0 | 0 | 0 | -0.00431 |  | 0
100460 | MONTY HYDRO | 12 | 101 | 114 | 28 | 0 | 28 | 28 | 0 | 0 | -0.00431 |  | 0
100461 | HARRIS HYD4 | 2.4 | 101 | 114 | 0 | 0 | 0 | 0 | 0 | 0 | -0.00431 |  | 0
100462 | DEER RIPS | 13.2 | 101 | 114 | 9.2 | 0 | 9.2 | 9.2 | 0 | 0 | -0.00431 |  | 0
100463 | SKELTON HYD2 | 6.9 | 101 | 114 | 0 | 0 | 0 | 0 | 0 | 0 | -0.00431 |  | 0
100468 | WESTON HYDRO | 7.2 | 101 | 114 | 0 | 0 | 0 | 0 | 0 | 0 | -0.00431 |  | 0
100469 | MILLER HYDRO | 4.16 | 101 | 114 | 19.4 | 0 | 19.4 | 19.4 | 0 | 0 | -0.00431 |  | 0
100470 | PEJEPSCOT | 4.16 | 101 | 114 | 10.21 | 0 | 10.21 | 10.21 | 0 | 0 | -0.00431 |  | 0
100471 | BRUNSWICK | 13.2 | 101 | 114 | 20.2 | 0 | 20.2 | 20.2 | 0 | 0 | -0.00431 |  | 0
100473 | SKELTON HYD1 | 6.9 | 101 | 114 | 0 | 0 | 0 | 0 | 0 | 0 | -0.00431 |  | 0
100474 | CATRACT EAST | 11.5 | 101 | 114 | 8.9 | 0 | 8.9 | 8.9 | 0 | 0 | -0.00431 |  | 0
100476 | BAR MILLS HY | 2.4 | 101 | 114 | 0 | 0 | 0 | 0 | 0 | 0 | -0.00431 |  | 0
100477 | SHAWMUT G1-3 | 2.4 | 101 | 114 | 0 | 0 | 0 | 0 | 0 | 0 | -0.00431 |  | 0
100478 | SHAWMUT G4-6 | 2.4 | 101 | 114 | 0 | 0 | 0 | 0 | 0 | 0 | -0.00431 |  | 0
100479 | LOCKWOOD HYD | 4 | 101 | 114 | 0 | 0 | 0 | 0 | 0 | 0 | -0.00431 |  | 0
100480 | SHAWMUT G7-8 | 4 | 101 | 114 | 0 | 0 | 0 | 0 | 0 | 0 | -0.00431 |  | 0
100481 | W BUXTON HYD | 2.3 | 101 | 114 | 0 | 0 | 0 | 0 | 0 | 0 | -0.00431 |  | 0
100483 | AZISCOHOS HY | 4.16 | 101 | 114 | 6.8 | 0 | 6.8 | 6.8 | 0 | 0 | -0.00431 |  | 0
100484 | SANFORD | 34.5 | 101 | 112 | 0 | 0 | 0 | 0 | 0 | 0 | -0.00431 |  | 0
100485 | GULF ISL G1 | 13.2 | 101 | 114 | 6.14 | 0 | 6.14 | 6.14 | 0 | 0 | -0.00431 |  | 0
100486 | GULF ISL G2 | 13.2 | 101 | 114 | 0 | 0 | 0 | 0 | 0 | 0 | -0.00431 |  | 0
100487 | GULF ISL G3 | 13.2 | 101 | 114 | 0 | 0 | 0 | 0 | 0 | 0 | -0.00431 |  | 0
100562 | ROXWIND_WTG | 0.69 | 101 | 114 | 0 | 0 | 0 | 0 | 0 | 0 | -0.00431 |  | 0
100688 | MADP ANSONHY | 4.16 | 101 | 134 | 7.01 | 0 | 7.01 | 7.01 | 0 | 0 | -0.00431 |  | 0
100689 | MADP ABNKI 5 | 4.16 | 101 | 134 | 0 | 0 | 0 | 0 | 0 | 0 | -0.00431 |  | 0
100690 | MADP ABNKI 6 | 4.2 | 101 | 134 | 0 | 0 | 0 | 0 | 0 | 0 | -0.00431 |  | 0
100707 | RCRDHL STR1 | 0.69 | 101 | 114 | 6.8 | 0 | 6.8 | 6.8 | 0 | 0 | -0.00431 |  | 0
100708 | RCRDHL STR2 | 0.69 | 101 | 114 | 6.8 | 0 | 6.8 | 6.8 | 0 | 0 | -0.00431 |  | 0
100716 | CANTON | 6 | 101 | 114 | 0 | 0 | 0 | 0 | 0 | 0 | -0.00431 |  | 0
100721 | SPRUCEMT WND | 0.69 | 101 | 114 | 0 | 0 | 0 | 0 | 0 | 0 | -0.00431 |  | 0
100724 | SADLBCK_G | 6 | 101 | 114 | 3.75 | 0 | 3.75 | 3.75 | 0 | 0 | -0.00431 |  | 0
100735 | BINGHAM G1 | 0.65 | 101 | 113 | 0 | 0 | 0 | 0 | 0 | 0 | -0.00431 |  | 0
100736 | BINGHAM G2 | 0.65 | 101 | 113 | 4.98 | 0 | 4.98 | 4.98 | 0 | 0 | -0.00431 |  | 0
100737 | BINGHAM G3 | 0.65 | 101 | 113 | 6.09 | 0 | 6.09 | 6.09 | 0 | 0 | -0.00431 |  | 0
100738 | BINGHAM G4 | 0.65 | 101 | 113 | 5.53 | 0 | 5.53 | 5.53 | 0 | 0 | -0.00431 |  | 0
100739 | BINGHAM G5 | 0.65 | 101 | 113 | 8.3 | 0 | 8.3 | 8.3 | 0 | 0 | -0.00431 |  | 0
100749 | BINGHAM S1 | 12.5 | 101 | 113 | 0 | 0 | 0 | 0 | 0 | 0 | -0.00431 |  | 0
100758 | SANFORD G1 | 0.6 | 101 | 113 | 0 | 0 | 0 | 0 | 0 | 0 | -0.00431 |  | 0
100777 | PITTFD_GEN | 0.4 | 101 | 113 | 0 | 0 | 0 | 0 | 0 | 0 | -0.00431 |  | 0
100851 | ANDOVER | 12 | 101 | 112 | 0 | 0 | 0 | 0 | 0 | 0 | -0.00431 |  | 0
100870 | FRMSLR_AGG | 0.6 | 101 | 113 | 0 | 0 | 0 | 0 | 0 | 0 | -0.00431 |  | 0
101062 | RICE RIPS | 34.5 | 101 | 112 | 0 | 0 | 0 | 0 | 0 | 0 | -0.00431 |  | 0
102101 | PITTSFIELD_H | 4 | 101 | 112 | 0 | 0 | 0 | 0 | 0 | 0 | -0.00431 |  | 0
102195 | MECH FLS HYD | 34.5 | 101 | 112 | 0 | 0 | 0 | 0 | 0 | 0 | -0.00431 |  | 0
103050 | STSN_CL1 AGG | 0.57 | 101 | 363 | 0 | 0 | 0 | 0 | 0 | 0 | -0.00431 |  | 0
103051 | STSN_CL2 AGG | 0.57 | 101 | 363 | 0 | 0 | 0 | 0 | 0 | 0 | -0.00431 |  | 0
103052 | STSN_CL3 AGG | 0.57 | 101 | 363 | 0 | 0 | 0 | 0 | 0 | 0 | -0.00431 |  | 0
103060 | MIS G1 | 18 | 101 | 353 | 0 | 0 | 0 | 0 | 0 | 0 | -0.00431 |  | 0
103061 | MIS G2 | 18 | 101 | 353 | 115.24 | 0 | 157.84 | 115.24 | 0 | 42.6 | -0.00431 |  | 0
103062 | MIS ST | 18 | 101 | 353 | 176.98 | 0 | 176.98 | 176.98 | 0 | 0 | -0.00431 |  | 0
103066 | PERC | 13.8 | 101 | 353 | 21.76 | 0 | 21.76 | 21.76 | 0 | 0 | -0.00431 |  | 0
103067 | INDECK 5GT | 12.5 | 101 | 353 | 0 | 0 | 0 | 0 | 0 | 0 | -0.00431 |  | 0
103069 | WEST ENFIELD | 13.2 | 101 | 364 | 0 | 0 | 0 | 0 | 0 | 0 | -0.00431 |  | 0
103070 | INDECK 6GT | 12.5 | 101 | 384 | 24.5 | 0 | 24.5 | 24.5 | 0 | 0 | -0.00431 |  | 0
103076 | PPL MILFORD | 4.16 | 101 | 354 | 0 | 0 | 0 | 0 | 0 | 0 | -0.00431 |  | 0
103077 | OT MILL_ST | 4.16 | 101 | 352 | 0 | 0 | 0 | 0 | 0 | 0 | -0.00431 |  | 0
103079 | ELLSWRTH HYD | 2.3 | 101 | 374 | 0 | 0 | 0 | 0 | 0 | 0 | -0.00431 |  | 0
103090 | ROLNS C1 AGG | 0.69 | 101 | 364 | 0 | 0 | 0 | 0 | 0 | 0 | -0.00431 |  | 0
103093 | ROLNS C2 AGG | 0.69 | 101 | 364 | 0 | 0 | 0 | 0 | 0 | 0 | -0.00431 |  | 0
103107 | DOLBY HYDRO8 | 6.9 | 101 | 364 | 3.01 | 0 | 3.01 | 3.01 | 0 | 0 | -0.00431 |  | 0
103119 | WELDON HYDRO | 6.9 | 101 | 364 | 18.54 | 0 | 18.54 | 18.54 | 0 | 0 | -0.00431 |  | 0
103123 | MILLNKT HY18 | 13.8 | 101 | 364 | 15.76 | 0 | 15.76 | 15.76 | 0 | 0 | -0.00431 |  | 0
103124 | MILLNKT HY25 | 6.9 | 101 | 364 | 23.33 | 0 | 23.33 | 23.33 | 0 | 0 | -0.00431 |  | 0
103129 | HANCOCK_DVAR | 0.48 | 101 | 381 | 0 | 0 | 0 | 0 | 0 | 0 | -0.00431 |  | 0
103131 | EMILLNCKT HY | 6.9 | 101 | 364 | 9.27 | 0 | 9.27 | 9.27 | 0 | 0 | -0.00431 |  | 0
103132 | DOLBY HYDRO | 6.9 | 101 | 364 | 14.37 | 0 | 14.37 | 14.37 | 0 | 0 | -0.00431 |  | 0
103133 | MCKAY GEN1 | 6.9 | 101 | 363 | 10.43 | 0 | 10.43 | 10.43 | 0 | 0 | -0.00431 |  | 0
103134 | MCKAY GEN2 | 6.9 | 101 | 363 | 10.43 | 0 | 10.43 | 10.43 | 0 | 0 | -0.00431 |  | 0
103135 | MCKAY GEN3 | 6.9 | 101 | 363 | 11.36 | 0 | 11.36 | 11.36 | 0 | 0 | -0.00431 |  | 0
103140 | BULL HIL WND | 0.65 | 101 | 384 | 0 | 0 | 0 | 0 | 0 | 0 | -0.00431 |  | 0
103141 | NORTHTWIN HY | 2.3 | 101 | 364 | 9.5 | 0 | 9.5 | 9.5 | 0 | 0 | -0.00431 |  | 0
103143 | OAKFIELD_SC | 12.5 | 101 | 364 | 0 | 0 | 0 | 0 | 0 | 0 | -0.00431 |  | 0
103147 | OAKFIELD_STR | 0.65 | 101 | 364 | 0 | 0 | 0 | 0 | 0 | 0 | -0.00431 |  | 0
103152 | PISG_GEN_EQV | 0.69 | 101 | 353 | 0 | 0 | 0 | 0 | 0 | 0 | -0.00431 |  | 0
103166 | PASSADGENAG1 | 0.65 | 101 | 353 | 0 | 0 | 0 | 0 | 0 | 0 | -0.00431 |  | 0
103169 | PASSADGENAG2 | 0.65 | 101 | 353 | 0 | 0 | 0 | 0 | 0 | 0 | -0.00431 |  | 0
103170 | PASSAD CDVAR | 0.48 | 101 | 353 | 0 | 0 | 0 | 0 | 0 | 0 | -0.00431 |  | 0
103173 | HANCOCK_AGC1 | 0.6 | 101 | 384 | 0 | 0 | 0 | 0 | 0 | 0 | -0.00431 |  | 0
103174 | HANCOCK_AGC2 | 0.6 | 101 | 384 | 0 | 0 | 0 | 0 | 0 | 0 | -0.00431 |  | 0
105257 | SACO VLY_SC1 | 12.5 | 101 | 563 | 0 | 0 | 0 | 0 | 0 | 0 | -0.00431 |  | 0
105258 | SACO VLY_SC2 | 12.5 | 101 | 563 | 0 | 0 | 0 | 0 | 0 | 0 | -0.00431 |  | 0
911597 | NBNE_CLCOV | 345 | 105 | 15 | 700 | 0 | 700 | 700 | 0 | 0 | -0.00431 |  | 0
911600 | QP670-PV | 0.6 | 101 | 110 | 77.1 | 0 | 77.1 | 77.1 | 0 | 0 | -0.00431 |  | 0
990180 | SUN_LOVELL | 115 | 101 | 110 | 0 | 0 | 0 | 0 | 0 | 0 | -0.00431 |  | 0
992036 | SUN_WARREN | 34.5 | 101 | 112 | 6.93 | 0 | 6.93 | 6.93 | 0 | 0 | -0.00431 |  | 0
992221 | SUN_WASHIN~1 | 34.5 | 101 | 112 | 5 | 0 | 5 | 5 | 0 | 0 | -0.00431 |  | 0
100367 | YARMOUTH #3 | 14.4 | 101 | 113 | 116 | 0 | 116 | 116 | 0 | 0 | -0.0043 |  | 0
100368 | YARMOUTH #4 | 22 | 101 | 113 | 0 | 0 | 0 | 0 | 0 | 0 | -0.0043 |  | 0
100386 | WESTBROOK C1 | 18 | 101 | 113 | 174.71 | 0 | 174.71 | 174.71 | 0 | 0 | -0.0043 |  | 0
100387 | WESTBROOK C2 | 18 | 101 | 113 | 174.71 | 0 | 174.71 | 174.71 | 0 | 0 | -0.0043 |  | 0
100388 | WESTBROOK ST | 18 | 101 | 113 | 180.58 | 0 | 180.58 | 180.58 | 0 | 0 | -0.0043 |  | 0
100418 | SAPPI WBRK 9 | 13.8 | 101 | 112 | 32.12 | 0 | 32.12 | 32.12 | 0 | 0 | -0.0043 |  | 0
100419 | SAPPI WBRK10 | 13.8 | 101 | 112 | 10.95 | 0 | 10.95 | 10.95 | 0 | 0 | -0.0043 |  | 0
100464 | ECO ME PTRR | 13.2 | 101 | 114 | 0 | 0 | 0 | 0 | 0 | 0 | -0.0043 |  | 0
100465 | CAPE GT 4 | 13.2 | 101 | 113 | 0 | 0 | 0 | 0 | 0 | 0 | -0.0043 |  | 0
100466 | CAPE GT 5 | 13.2 | 101 | 113 | 0 | 0 | 0 | 0 | 0 | 0 | -0.0043 |  | 0
100475 | NORTH GORHAM | 13.2 | 101 | 114 | 0 | 0 | 0 | 0 | 0 | 0 | -0.0043 |  | 0
100492 | CASCO BATT | 0.53 | 101 | 113 | 0 | 0 | 0 | 0 | 0 | 0 | -0.0043 |  | 0
105464 | NEWINGTON_G1 | 24 | 101 | 603 | 407.5 | 0 | 407.5 | 407.5 | 0 | 0 | -0.00424 |  | 0
105476 | NEWINGTON_C1 | 18 | 101 | 603 | 175.28 | 0 | 175.28 | 175.28 | 0 | 0 | -0.00424 |  | 0
105477 | NEWINGTON_C2 | 18 | 101 | 603 | 175.28 | 0 | 175.28 | 175.28 | 0 | 0 | -0.00424 |  | 0
105478 | NEWINGTON_S1 | 18 | 101 | 603 | 208.95 | 0 | 208.95 | 208.95 | 0 | 0 | -0.00424 |  | 0
116505 | BERKSHRE_G1 | 21 | 101 | 1333 | 270 | 0 | 270 | 270 | 0 | 0 | -0.00423 |  | 0
105568 | SEABROOK_G1 | 25 | 101 | 603 | 1309.28 | 0 | 1309.28 | 1309.28 | 0 | 0 | -0.00417 |  | 0
114026 | PERRY ST 3 | 13.8 | 101 | 1120 | 0.64 | 0 | 0.64 | 0.64 | 0 | 0 | -0.00414 |  | 0
114047 | LENERGIA CT | 13.8 | 101 | 1120 | 50.43 | 0 | 50.43 | 50.43 | 0 | 0 | -0.00414 |  | 0
114048 | LENERGIA ST | 13.8 | 101 | 1120 | 23.57 | 0 | 23.57 | 23.57 | 0 | 0 | -0.00414 |  | 0
114085 | BOOT HYD G1 | 4.16 | 101 | 1120 | 9 | 0 | 9 | 9 | 0 | 0 | -0.00414 |  | 0
114086 | BOOT HYD G2 | 4.16 | 101 | 1120 | 9 | 0 | 9 | 9 | 0 | 0 | -0.00414 |  | 0
114067 | LAWRENCE HYD | 4.16 | 101 | 1120 | 9.4 | 0 | 9.4 | 9.4 | 0 | 0 | -0.00412 |  | 0
114858 | MILFRD MA CT | 13.8 | 101 | 1140 | 109.83 | 0 | 109.83 | 109.83 | 0 | 0 | -0.00408 |  | 0
114859 | MILFRD MA ST | 13.8 | 101 | 1140 | 92.17 | 0 | 92.17 | 92.17 | 0 | 0 | -0.00408 |  | 0
113073 | PALMER | 23 | 101 | 1100 | 0 | 0 | 0 | 0 | 0 | 0 | -0.00407 |  | 0
993012 | SUN_PALMER | 115 | 101 | 1100 | 19.2 | 0 | 19.2 | 19.2 | 0 | 0 | -0.00407 |  | 0
993969 | BAT_BILERC~1 | 115 | 101 | 1120 | 150 | 0 | 150 | 150 | 0 | 0 | -0.00402 |  | 0
993017 | SUN_FLOREN~1 | 115 | 101 | 1100 | 0 | 0 | 0 | 0 | 0 | 0 | -0.00401 |  | 0
114069 | WHLABRATR NA | 13.8 | 101 | 1120 | 40 | 0 | 40 | 40 | 0 | 0 | -0.00398 |  | 0
114070 | OGDEN-MARTIN | 13.8 | 101 | 1120 | 41.68 | 0 | 41.68 | 41.68 | 0 | 0 | -0.00398 |  | 0
993997 | DFO NG_MID~1 | 115 | 101 | 1120 | 23 | 0 | 23 | 23 | 0 | 0 | -0.00389 |  | 0
114713 | WATERS RVRJ1 | 13.8 | 101 | 1242 | 16.44 | 0 | 16.44 | 16.44 | 0 | 0 | -0.00381 |  | 0
114714 | WATERS RVRJ2 | 13.8 | 101 | 1242 | 30.79 | 0 | 30.79 | 30.79 | 0 | 0 | -0.00381 |  | 0
114716 | MMWEC WR | 13.8 | 101 | 1242 | 57.97 | 0 | 57.97 | 57.97 | 0 | 0 | -0.00381 |  | 0
994421 | DFO NG_WAT~1 | 115 | 101 | 1130 | 61.85 | 0 | 61.85 | 61.85 | 0 | 0 | -0.00381 |  | 0
114484 | SALEM 5CT | 18 | 101 | 1130 | 203.25 | 0 | 203.25 | 203.25 | 0 | 0 | -0.00378 |  | 0
114485 | SALEM 5ST | 13.8 | 101 | 1130 | 133.75 | 0 | 133.75 | 133.75 | 0 | 0 | -0.00378 |  | 0
114487 | SALEM 6CT | 18 | 101 | 1130 | 203.25 | 0 | 203.25 | 203.25 | 0 | 0 | -0.00378 |  | 0
114488 | SALEM 6ST | 13.8 | 101 | 1130 | 133.75 | 0 | 133.75 | 133.75 | 0 | 0 | -0.00378 |  | 0
114728 | MARBLEHEAD A | 23 | 101 | 1246 | 2.5 | 0 | 2.5 | 2.5 | 0 | 0 | -0.00377 |  | 0
114729 | MARBLEHEAD B | 23 | 101 | 1246 | 2.5 | 0 | 2.5 | 2.5 | 0 | 0 | -0.00377 |  | 0
113128 | WARREN_A | 0.34 | 101 | 1100 | 0 | 0 | 0 | 0 | 0 | 0 | -0.00372 |  | 0
113129 | WARREN_B | 0.34 | 101 | 1100 | 0 | 0 | 0 | 0 | 0 | 0 | -0.00372 |  | 0
113130 | WARREN_C | 0.36 | 101 | 1100 | 0 | 0 | 0 | 0 | 0 | 0 | -0.00372 |  | 0
993004 | SUN_LITL R~1 | 115 | 101 | 1100 | 24.91 | 0 | 24.91 | 24.91 | 0 | 0 | -0.00372 |  | 0
911550 | PH2_DGEN | 345 | 101 | 1120 | 353.9 | 0 | 700 | 353.9 | 0 | 346.1 | -0.0037 |  | 0
111080 | W MEDWAY J4 | 13.8 | 101 | 1023 | 97.4 | 0 | 97.4 | 97.4 | 0 | 0 | -0.00365 |  | 0
111081 | W MEDWAY J5 | 13.8 | 101 | 1023 | 97.4 | 0 | 97.4 | 97.4 | 0 | 0 | -0.00365 |  | 0
111083 | W MEDWAY J3 | 13.8 | 101 | 1023 | 57.5 | 0 | 57.5 | 57.5 | 0 | 0 | -0.00365 |  | 0
990759 | BAT_MYSTIC~1 | 345 | 101 | 1000 | 276 | 0 | 276 | 276 | 0 | 0 | -0.00364 |  | 0
991802 | BAT_MYSTIC_R | 345 | 101 | 1000 | 507 | 0 | 507 | 507 | 0 | 0 | -0.00364 |  | 0
121841 | NUTMEG_G | 0.42 | 101 | 1653 | 0 | 0 | 0 | 0 | 0 | 0 | -0.00359 |  | 0
999993 | SUN_SCITICO | 115 | 101 | 1650 | 0 | 0 | 0 | 0 | 0 | 0 | -0.00359 |  | 0
116452 | HADLEY FALLS | 6.6 | 101 | 1334 | 14.95 | 0 | 14.95 | 14.95 | 0 | 0 | -0.00354 |  | 0
114465 | RESCO-SAUGUS | 13.8 | 101 | 1130 | 32.79 | 0 | 32.79 | 32.79 | 0 | 0 | -0.00353 |  | 0
114470 | GE RIVER R&T | 13.8 | 101 | 1130 | 1.14 | 0 | 1.14 | 1.14 | 0 | 0 | -0.00346 |  | 0
114474 | GE RIVER S&U | 13.8 | 101 | 1130 | 1.14 | 0 | 1.14 | 1.14 | 0 | 0 | -0.00346 |  | 0
990804 | SUN BAT_BU~1 | 115 | 101 | 1000 | 5.5 | 0 | 5.5 | 5.5 | 0 | 0 | -0.00345 |  | 0
993118 | SUN_5 CORN~1 | 115 | 101 | 1100 | 0 | 0 | 0 | 0 | 0 | 0 | -0.00344 |  | 0
116458 | FRONT STREET | 4.16 | 101 | 1334 | 0 | 0 | 0 | 0 | 0 | 0 | -0.00342 |  | 0
111123 | KENDALL ST B | 13.8 | 101 | 1013 | 27.75 | 0 | 27.75 | 27.75 | 0 | 0 | -0.0034 |  | 0
111126 | KENDALL CT | 18 | 101 | 1013 | 170 | 0 | 170 | 170 | 0 | 0 | -0.0034 |  | 0
111127 | E CAMBRIDGE | 13.8 | 101 | 1012 | 0 | 0 | 0 | 0 | 0 | 0 | -0.0034 |  | 0
991103 | NG_PUTNAM 36 | 115 | 101 | 1010 | 43 | 0 | 43 | 43 | 0 | 0 | -0.0034 |  | 0
991104 | DFO NG_KEN~1 | 115 | 101 | 1010 | 30 | 0 | 30 | 30 | 0 | 0 | -0.0034 |  | 0
116492 | W-SPRNGFLD-1 | 13.8 | 101 | 1333 | 39 | 0 | 39 | 39 | 0 | 0 | -0.00336 |  | 0
116493 | W-SPRNGFLD-2 | 13.8 | 101 | 1333 | 0 | 0 | 0 | 0 | 0 | 0 | -0.00336 |  | 0
116494 | W-SPRNGFLD-3 | 13.8 | 101 | 1333 | 107 | 0 | 107 | 107 | 0 | 0 | -0.00336 |  | 0
116495 | SPGFLD RFUSE | 4.16 | 101 | 1334 | 0 | 0 | 0 | 0 | 0 | 0 | -0.00336 |  | 0
990819 | BAT_CHELSE~1 | 115 | 101 | 1000 | 351.9 | 0 | 351.9 | 351.9 | 0 | 0 | -0.00336 |  | 0
111125 | PUTNAM 2 | 13.8 | 101 | 1012 | 0 | 0 | 0 | 0 | 0 | 0 | -0.00335 |  | 0
111124 | KENDALL JET | 13.8 | 101 | 1014 | 18 | 0 | 18 | 18 | 0 | 0 | -0.00334 |  | 0
993109 | SUN_WEST H~1 | 115 | 101 | 1100 | 3.33 | 0 | 13.17 | 3.33 | 0 | 9.84 | -0.00333 |  | 0
110983 | MATEP_DIESEL | 13.8 | 101 | 1004 | 19.35 | 0 | 19.35 | 19.35 | 0 | 0 | -0.0033 |  | 0
110984 | MATEP_CC | 13.8 | 101 | 1004 | 57.1 | 0 | 57.1 | 57.1 | 0 | 0 | -0.0033 |  | 0
990926 | BAT_ELECTR~1 | 115 | 101 | 1000 | 267.51 | 0 | 326.37 | 267.51 | 0 | 58.86 | -0.00329 |  | 0
110985 | MATEP 3 | 13.8 | 101 | 1004 | 19.35 | 0 | 19.35 | 19.35 | 0 | 0 | -0.00328 |  | 0
111009 | MBTA | 14.4 | 101 | 1002 | 47 | 0 | 47 | 47 | 0 | 0 | -0.00324 |  | 0
111028 | FRAMINGHAM | 13.8 | 101 | 1002 | 42.3 | 0 | 42.3 | 42.3 | 0 | 0 | -0.00322 |  | 0
993300 | SUN_W CHAR~1 | 115 | 101 | 1110 | 0 | 0 | 0 | 0 | 0 | 0 | -0.00322 |  | 0
993014 | SUN_THORND~1 | 115 | 101 | 1100 | 17.42 | 0 | 17.42 | 17.42 | 0 | 0 | -0.00321 |  | 0
113389 | SNOW STREET2 | 13.2 | 101 | 1110 | 0 | 0 | 0 | 0 | 0 | 0 | -0.00313 |  | 0
113405 | MILLENIUM CT | 16 | 101 | 1110 | 0 | 0 | 0 | 0 | 0 | 0 | -0.00313 |  | 0
113406 | MILLENIUM ST | 13.8 | 101 | 1110 | 0 | 0 | 0 | 0 | 0 | 0 | -0.00313 |  | 0
993295 | SUN_SNOW S~1 | 115 | 101 | 1110 | 0 | 0 | 0 | 0 | 0 | 0 | -0.00313 |  | 0
116438 | MONSANTO_C1 | 13.8 | 101 | 1333 | 84.65 | 0 | 84.65 | 84.65 | 0 | 0 | -0.003 |  | 0
116439 | MONSANTO_S1 | 13.8 | 101 | 1333 | 76.01 | 0 | 76.01 | 76.01 | 0 | 0 | -0.003 |  | 0
116440 | MONSANTO_C2 | 13.8 | 101 | 1333 | 84.65 | 0 | 84.65 | 84.65 | 0 | 0 | -0.003 |  | 0
116433 | ORCHARD | 13.8 | 101 | 1332 | 0 | 0 | 0 | 0 | 0 | 0 | -0.00269 |  | 0
990898 | SUN BAT_CA~1 | 115 | 101 | 1020 | 8.8 | 0 | 8.8 | 8.8 | 0 | 0 | -0.0026 |  | 0
111092 | EDGAR ST | 18 | 101 | 1023 | 0 | 0 | 0 | 0 | 0 | 0 | -0.00233 |  | 0
111093 | EDGAR GT1 | 16 | 101 | 1023 | 0 | 0 | 0 | 0 | 0 | 0 | -0.00233 |  | 0
111097 | EDGAR GT2 | 16 | 101 | 1023 | 0 | 0 | 0 | 0 | 0 | 0 | -0.00233 |  | 0
111722 | TA WATSON 1 | 13.8 | 101 | 1063 | 0 | 0 | 0 | 0 | 0 | 0 | -0.00233 |  | 0
111723 | TA WATSON 2 | 13.8 | 101 | 1063 | 0 | 0 | 0 | 0 | 0 | 0 | -0.00233 |  | 0
111728 | POTTER 2 CT | 13.8 | 101 | 1063 | 0 | 0 | 0 | 0 | 0 | 0 | -0.00233 |  | 0
111729 | POTTER 2 ST | 13.8 | 101 | 1063 | 0 | 0 | 0 | 0 | 0 | 0 | -0.00233 |  | 0
990901 | DFO NG_EDGAR | 115 | 101 | 1020 | 0 | 0 | 0 | 0 | 0 | 0 | -0.00233 |  | 0
994757 | BAT_S WREN~1 | 115 | 101 | 1140 | 0 | 0 | 0 | 0 | 0 | 0 | -0.00221 |  | 0
110950 | W MEDWAY J2 | 13.8 | 101 | 1023 | 0 | 0 | 0 | 0 | 0 | 0 | -0.00209 |  | 0
110951 | W MEDWAY JET | 13.8 | 101 | 1023 | 0 | 0 | 0 | 0 | 0 | 0 | -0.00209 |  | 0
993264 | SUN_MILLBURY | 345 | 101 | 1110 | 0 | 0 | 0 | 0 | 0 | 0 | -0.00206 |  | 0
990783 | WND_PILGRIM | 345 | 101 | 1020 | 0 | 0 | 0 | 0 | 0 | 0 | -0.00194 |  | 0
991136 | SUN_KINGST~1 | 115 | 101 | 1030 | 2.76 | 0 | 2.76 | 2.76 | 0 | 0 | -0.00194 |  | 0
111251 | CANAL G1 | 18 | 101 | 1043 | 0 | 0 | 0 | 0 | 0 | 0 | -0.00193 |  | 0
111252 | CANAL G2 | 18 | 101 | 1043 | 141.02 | 0 | 576.37 | 141.02 | 0 | 435.35 | -0.00193 |  | 0
111256 | CANAL 3 CTG | 25 | 101 | 1043 | 333 | 0 | 333 | 333 | 0 | 0 | -0.00193 |  | 0
991144 | BAT_BROOK ~1 | 115 | 101 | 1030 | 209.96 | 0 | 209.96 | 209.96 | 0 | 0 | -0.00193 |  | 0
991171 | SUN BAT_WE~1 | 23 | 101 | 1032 | 0 | 0 | 0 | 0 | 0 | 0 | -0.00193 |  | 0
111202 | BARNSTABLE | 115 | 101 | 1040 | 0 | 0 | 0 | 0 | 0 | 0 | -0.0019 |  | 0
111248 | WEST TISBURY | 14.4 | 101 | 1044 | 0 | 0 | 0 | 0 | 0 | 0 | -0.0019 |  | 0
111253 | OAK BLUFFS | 23 | 101 | 1043 | 0 | 0 | 0 | 0 | 0 | 0 | -0.0019 |  | 0
111346 | QP624_SC2 | 33 | 101 | 1040 | 0 | 0 | 0 | 0 | 0 | 0 | -0.0019 |  | 0
111347 | QP624_SC1 | 33 | 101 | 1040 | 0 | 0 | 0 | 0 | 0 | 0 | -0.0019 |  | 0
111365 | QP624-2B | 0.69 | 101 | 1043 | 0 | 0 | 0 | 0 | 0 | 0 | -0.0019 |  | 0
111366 | QP624-2A | 0.69 | 101 | 1043 | 0 | 0 | 0 | 0 | 0 | 0 | -0.0019 |  | 0
111367 | QP624-1B | 0.69 | 101 | 1043 | 0 | 0 | 0 | 0 | 0 | 0 | -0.0019 |  | 0
111368 | QP624-1A | 0.69 | 101 | 1043 | 0 | 0 | 0 | 0 | 0 | 0 | -0.0019 |  | 0
115978 | BUNKER CTG | 13.2 | 101 | 1170 | 0 | 0 | 0 | 0 | 0 | 0 | -0.0019 |  | 0
115979 | BUNKER BESS | 0.4 | 101 | 1170 | 0 | 0 | 0 | 0 | 0 | 0 | -0.0019 |  | 0
991133 | BAT_CARVER | 345 | 101 | 1030 | 150 | 0 | 150 | 150 | 0 | 0 | -0.0019 |  | 0
991134 | WND_W BARN~1 | 345 | 101 | 1030 | 0 | 0 | 0 | 0 | 0 | 0 | -0.0019 |  | 0
991135 | WND_W BARN~1 | 115 | 101 | 1040 | 0 | 0 | 0 | 0 | 0 | 0 | -0.0019 |  | 0
991202 | WND_BARNST~1 | 115 | 101 | 1040 | 0 | 0 | 0 | 0 | 0 | 0 | -0.0019 |  | 0
991204 | SUN BAT_FA~1 | 115 | 101 | 1040 | 0 | 0 | 0 | 0 | 0 | 0 | -0.0019 |  | 0
991207 | SUN BAT_HA~1 | 115 | 101 | 1040 | 0 | 0 | 0 | 0 | 0 | 0 | -0.0019 |  | 0
991215 | SUN BAT_MA~1 | 115 | 101 | 1040 | 0 | 0 | 0 | 0 | 0 | 0 | -0.0019 |  | 0
991245 | SUN BAT_SA~1 | 115 | 101 | 1040 | 0 | 0 | 0 | 0 | 0 | 0 | -0.0019 |  | 0
991156 | SUN BAT_VA~1 | 115 | 101 | 1030 | 9.98 | 0 | 9.98 | 9.98 | 0 | 0 | -0.00189 |  | 0
111181 | BW-PV_1 | 0.4 | 101 | 1032 | 0 | 0 | 0 | 0 | 0 | 0 | -0.00187 |  | 0
111182 | BW-PV_2 | 0.4 | 101 | 1032 | 0 | 0 | 0 | 0 | 0 | 0 | -0.00187 |  | 0
111183 | BW-PV_3 | 0.4 | 101 | 1032 | 0 | 0 | 0 | 0 | 0 | 0 | -0.00187 |  | 0
991152 | BAT_WAREHA~1 | 115 | 101 | 1030 | 244.22 | 0 | 348.18 | 244.22 | 0 | 103.96 | -0.00187 |  | 0
991155 | SUN_WAREHA~1 | 115 | 101 | 1030 | 9.5 | 0 | 9.5 | 9.5 | 0 | 0 | -0.00187 |  | 0
111188 | SEMASS G1 | 13.8 | 101 | 1033 | 0 | 0 | 0 | 0 | 0 | 0 | -0.00186 |  | 0
111189 | SEMASS G2 | 13.8 | 101 | 1033 | 0 | 0 | 0 | 0 | 0 | 0 | -0.00186 |  | 0
991141 | SUN BAT_TR~1 | 115 | 101 | 1030 | 12.69 | 0 | 33.74 | 12.69 | 0 | 21.05 | -0.00186 |  | 0
991140 | SUN BAT_RO~1 | 115 | 101 | 1030 | 24.62 | 0 | 24.62 | 24.62 | 0 | 0 | -0.00181 |  | 0
991271 | SUN BAT_CR~2 | 115 | 101 | 1050 | 27.96 | 0 | 27.96 | 27.96 | 0 | 0 | -0.00178 |  | 0
991272 | SUN BAT_AR~1 | 115 | 101 | 1050 | 7 | 0 | 7 | 7 | 0 | 0 | -0.00176 |  | 0
991273 | SUN BAT_WI~1 | 115 | 101 | 1050 | 28.43 | 0 | 28.43 | 28.43 | 0 | 0 | -0.00176 |  | 0
990770 | BAT_W MEDW~1 | 345 | 101 | 1020 | 250 | 0 | 250 | 250 | 0 | 0 | -0.00171 |  | 0
114861 | ANP BLLNGHM1 | 21 | 101 | 1140 | 0 | 0 | 0 | 0 | 0 | 0 | -0.00168 |  | 0
114862 | ANP BLLNGHM2 | 21 | 101 | 1140 | 0 | 0 | 0 | 0 | 0 | 0 | -0.00168 |  | 0
997349 | SUN_WOONSO~1 | 115 | 101 | 1410 | 0 | 0 | 0 | 0 | 0 | 0 | -0.00168 |  | 0
991268 | SUN BAT_IN~1 | 115 | 101 | 1050 | 40.45 | 0 | 40.45 | 40.45 | 0 | 0 | -0.00167 |  | 0
115689 | CLEARY G8-9A | 13.8 | 101 | 1254 | 46.82 | 0 | 46.82 | 46.82 | 0 | 0 | -0.00166 |  | 0
115690 | CLEARY G9 | 13.8 | 101 | 1254 | 84.18 | 0 | 84.18 | 84.18 | 0 | 0 | -0.00166 |  | 0
111316 | DARTMTH PWRA | 13.8 | 101 | 1053 | 0 | 0 | 0 | 0 | 0 | 0 | -0.00162 |  | 0
111317 | DARTMTH PWRB | 13.8 | 101 | 1053 | 0 | 0 | 0 | 0 | 0 | 0 | -0.00162 |  | 0
115742 | DIGHTON PWR | 22 | 101 | 1160 | 168 | 0 | 168 | 168 | 0 | 0 | -0.00162 |  | 0
991265 | SUN BAT_FI~1 | 115 | 101 | 1050 | 0 | 0 | 0 | 0 | 0 | 0 | -0.00162 |  | 0
991267 | BAT_CROSS ~1 | 115 | 101 | 1050 | 129.81 | 0 | 246 | 129.81 | 0 | 116.19 | -0.00162 |  | 0
991275 | SUN BAT_CR~1 | 115 | 101 | 1050 | 14.5 | 0 | 14.5 | 14.5 | 0 | 0 | -0.00162 |  | 0
991378 | SUN BAT_BE~1 | 115 | 101 | 1050 | 279.36 | 0 | 880 | 279.36 | 0 | 600.64 | -0.00153 |  | 0
117434 | TIVERTON GT | 18 | 101 | 1410 | 0 | 0 | 0 | 0 | 0 | 0 | -0.0015 |  | 0
117435 | TIVERTON ST | 13.8 | 101 | 1410 | 0 | 0 | 0 | 0 | 0 | 0 | -0.0015 |  | 0
997357 | SUN_Tiverton | 115 | 101 | 1410 | 0 | 0 | 0 | 0 | 0 | 0 | -0.0015 |  | 0
998179 | NG_NAVY TAP | 69 | 101 | 1420 | 6.27 | 0 | 6.27 | 6.27 | 0 | 0 | -0.0015 |  | 0
998187 | SUN_JEPSON | 13.8 | 101 | 1420 | 20.97 | 0 | 20.97 | 20.97 | 0 | 0 | -0.0015 |  | 0
997005 | BAT_W FARN~1 | 115 | 101 | 1400 | 0 | 0 | 0 | 0 | 0 | 0 | -0.00139 |  | 0
997012 | SUN_NASONV~1 | 115 | 101 | 1400 | 0 | 0 | 0 | 0 | 0 | 0 | -0.00139 |  | 0
994734 | WND_BRAYTN~1 | 345 | 101 | 1140 | 0 | 0 | 0 | 0 | 0 | 0 | -0.00118 |  | 0
111084 | NEA BELL GT1 | 13.8 | 101 | 1023 | 0 | 0 | 0 | 0 | 0 | 0 | -0.00116 |  | 0
111085 | NEA BELL GT2 | 13.8 | 101 | 1023 | 0 | 0 | 0 | 0 | 0 | 0 | -0.00116 |  | 0
111086 | NEA BELL ST1 | 13.8 | 101 | 1023 | 0 | 0 | 0 | 0 | 0 | 0 | -0.00116 |  | 0
997346 | SUN_WOLF H~1 | 115 | 101 | 1410 | 0 | 0 | 0 | 0 | 0 | 0 | -0.00109 |  | 0
997353 | SUN_PUTNAM~1 | 115 | 101 | 1410 | 0 | 0 | 0 | 0 | 0 | 0 | -0.00103 |  | 0
117426 | MANCHSTR 09A | 13.8 | 101 | 1410 | 106.94 | 0 | 106.94 | 106.94 | 0 | 0 | -0.0009 |  | 0
117427 | MANCHSTR 10A | 13.8 | 101 | 1410 | 109.03 | 0 | 109.03 | 109.03 | 0 | 0 | -0.0009 |  | 0
117428 | MANCHSTR 11A | 13.8 | 101 | 1410 | 107.53 | 0 | 107.53 | 107.53 | 0 | 0 | -0.0009 |  | 0
117431 | FRNKLNSQ SC1 | 11.5 | 101 | 1410 | 47.06 | 0 | 47.06 | 47.06 | 0 | 0 | -0.0009 |  | 0
117432 | FRNKLNSQ SC2 | 11.5 | 101 | 1410 | 47.97 | 0 | 47.97 | 47.97 | 0 | 0 | -0.0009 |  | 0
117433 | FRNKLNSQ SC3 | 11.5 | 101 | 1410 | 49.47 | 0 | 49.47 | 49.47 | 0 | 0 | -0.0009 |  | 0
111095 | ANP BLKSTN 1 | 21 | 101 | 1023 | 0 | 0 | 0 | 0 | 0 | 0 | -0.00089 |  | 0
111096 | ANP BLKSTN 2 | 21 | 101 | 1023 | 0 | 0 | 0 | 0 | 0 | 0 | -0.00089 |  | 0
997311 | SUN_JOHNST~1 | 115 | 101 | 1410 | 0 | 0 | 0 | 0 | 0 | 0 | -0.00079 |  | 0
117436 | RISE CT1 | 18 | 101 | 1410 | 183.1 | 0 | 183.1 | 183.1 | 0 | 0 | -0.00074 |  | 0
117437 | RISE ST | 18 | 101 | 1410 | 185.48 | 0 | 185.48 | 185.48 | 0 | 0 | -0.00074 |  | 0
117438 | RISE CT2 | 18 | 101 | 1410 | 183.1 | 0 | 183.1 | 183.1 | 0 | 0 | -0.00074 |  | 0
117446 | J LANDFIL P2 | 4.2 | 101 | 1410 | 0 | 0 | 0 | 0 | 0 | 0 | -0.00071 |  | 0
117501 | J_LANDF_L | 0.6 | 101 | 1410 | 0 | 0 | 0 | 0 | 0 | 0 | -0.00071 |  | 0
117455 | RIDGEWOOD LD | 13.8 | 101 | 1410 | 0 | 0 | 0 | 0 | 0 | 0 | -0.00068 |  | 0
116417 | STONY BRK 1A | 13.8 | 101 | 1333 | 103.17 | 0 | 103.17 | 103.17 | 0 | 0 | -0.00049 |  | 0
116418 | STONY BRK 1B | 13.8 | 101 | 1333 | 101.67 | 0 | 101.67 | 101.67 | 0 | 0 | -0.00049 |  | 0
116419 | STONY BRK 1C | 13.8 | 101 | 1333 | 103.17 | 0 | 103.17 | 103.17 | 0 | 0 | -0.00049 |  | 0
116420 | STONY BRK 1S | 13.8 | 101 | 1333 | 21.31 | 0 | 82.36 | 21.31 | 0 | 61.05 | -0.00049 |  | 0
116421 | STONY BRK 2A | 13.8 | 101 | 1333 | 0 | 0 | 0 | 0 | 0 | 0 | -0.00049 |  | 0
116422 | STONY BRK 2B | 13.8 | 101 | 1333 | 0 | 0 | 0 | 0 | 0 | 0 | -0.00049 |  | 0
996045 | BAT_LUDLOW | 345 | 101 | 1330 | 0 | 0 | 0 | 0 | 0 | 0 | -0.00049 |  | 0
117505 | S-SKY-WCR_L | 0.48 | 101 | 1410 | 0 | 0 | 0 | 0 | 0 | 0 | -0.00046 |  | 0
997342 | SUN_W CRAN~1 | 115 | 101 | 1410 | 0 | 0 | 0 | 0 | 0 | 0 | -0.00046 |  | 0
117503 | S-SKY-2228_L | 0.48 | 101 | 1410 | 0 | 0 | 0 | 0 | 0 | 0 | -0.00035 |  | 0
117514 | HOPE_0.385KV | 0.38 | 101 | 1410 | 0 | 0 | 0 | 0 | 0 | 0 | -0.00035 |  | 0
997463 | SUN_NEW LO~1 | 115 | 101 | 1410 | 0 | 0 | 0 | 0 | 0 | 0 | -0.00023 |  | 0
117485 | RI_WED_GEN | 0.6 | 101 | 1410 | 0 | 0 | 0 | 0 | 0 | 0 | -0.0001 |  | 0
117486 | RI WED G2 | 0.6 | 101 | 1410 | 0 | 0 | 0 | 0 | 0 | 0 | -0.0001 |  | 0
997327 | SUN_DRUMROCK | 115 | 101 | 1410 | 0 | 0 | 0 | 0 | 0 | 0 | -7e-05 |  | 0
997332 | SUN_KENT C~1 | 115 | 101 | 1410 | 0 | 0 | 0 | 0 | 0 | 0 | -1e-05 |  | 0
997385 | SUN_KENT C~1 | 34.5 | 101 | 1410 | 0 | 0 | 0 | 0 | 0 | 0 | -1e-05 |  | 0
117029 | OCEAN ST GT1 | 13.8 | 101 | 1400 | 77.46 | 0 | 77.46 | 77.46 | 0 | 0 | 0.00023 |  | 0
117030 | OCEAN ST GT2 | 13.8 | 101 | 1400 | 77.46 | 0 | 77.46 | 77.46 | 0 | 0 | 0.00023 |  | 0
117031 | OCEAN ST ST1 | 13.8 | 101 | 1400 | 117.42 | 0 | 117.42 | 117.42 | 0 | 0 | 0.00023 |  | 0
117032 | OCEAN ST GT3 | 13.8 | 101 | 1400 | 78.17 | 0 | 78.17 | 78.17 | 0 | 0 | 0.00023 |  | 0
117033 | OCEAN ST GT4 | 13.8 | 101 | 1400 | 78.17 | 0 | 78.17 | 78.17 | 0 | 0 | 0.00023 |  | 0
117034 | OCEAN ST ST2 | 13.8 | 101 | 1400 | 118.49 | 0 | 118.49 | 118.49 | 0 | 0 | 0.00023 |  | 0
997000 | DFO NG_SHE~1 | 345 | 101 | 1400 | 0 | 0 | 0 | 0 | 0 | 0 | 0.00023 |  | 0
997314 | BAT_DAVISV~1 | 115 | 101 | 1410 | 0 | 0 | 0 | 0 | 0 | 0 | 0.00051 |  | 0
997368 | SUN_OLD BA~1 | 12.5 | 101 | 1410 | 0 | 0 | 0 | 0 | 0 | 0 | 0.00051 |  | 0
997313 | SUN_TOWER ~1 | 115 | 101 | 1410 | 0 | 0 | 0 | 0 | 0 | 0 | 0.00099 |  | 0
997363 | SUN_TOWER ~1 | 12.5 | 101 | 1410 | 0 | 0 | 0 | 0 | 0 | 0 | 0.00099 |  | 0
117495 | BLK ISL WIND | 0.9 | 101 | 1410 | 0 | 0 | 0 | 0 | 0 | 0 | 0.00189 |  | 0
997339 | SUN_W KING~1 | 115 | 101 | 1410 | 0 | 0 | 0 | 0 | 0 | 0 | 0.0019 |  | 0
999038 | BAT_KILLIN~1 | 345 | 101 | 1630 | 0 | 0 | 0 | 0 | 0 | 0 | 0.00255 |  | 0
121513 | LAKE ROAD_C1 | 21 | 101 | 1633 | 269.79 | 0 | 269.79 | 269.79 | 0 | 0 | 0.00262 |  | 0
121514 | LAKE ROAD_C2 | 21 | 101 | 1633 | 275.21 | 0 | 275.21 | 275.21 | 0 | 0 | 0.00262 |  | 0
121515 | LAKE ROAD_C3 | 21 | 101 | 1633 | 0.78 | 0 | 279 | 0.78 | 0 | 278.22 | 0.00262 |  | 0
997305 | SUN_KENYON | 115 | 101 | 1410 | 0 | 0 | 0 | 0 | 0 | 0 | 0.00277 |  | 0
121517 | QP724 CT | 23.5 | 101 | 1633 | 341.24 | 0 | 393.67 | 341.24 | 0 | 52.43 | 0.00285 |  | 0
121518 | QP724 ST | 16 | 101 | 1633 | 238.29 | 0 | 238.29 | 238.29 | 0 | 0 | 0.00285 |  | 0
117507 | STSK_GEN | 0.55 | 101 | 1410 | 0 | 0 | 0 | 0 | 0 | 0 | 0.00356 |  | 0
997348 | SUN_WOOD R~1 | 115 | 101 | 1410 | 0 | 0 | 0 | 0 | 0 | 0 | 0.00356 |  | 0
121526 | WOODSHILL_PV | 0.38 | 101 | 1634 | 0 | 0 | 0 | 0 | 0 | 0 | 0.00432 |  | 0
121536 | QB_GEN | 0.42 | 101 | 1633 | 0 | 0 | 0 | 0 | 0 | 0 | 0.00434 |  | 0
997458 | SUN_CHASE ~1 | 115 | 101 | 1410 | 0 | 0 | 0 | 0 | 0 | 0 | 0.00437 |  | 0
999541 | SUN_BROOKL~1 | 115 | 101 | 1630 | 0 | 0 | 0 | 0 | 0 | 0 | 0.00503 |  | 0
999116 | SUN_N-BLOO~1 | 345 | 101 | 1670 | 0 | 0 | 0 | 0 | 0 | 0 | 0.00506 |  | 0
999682 | SUN_SHUNCK~1 | 115 | 101 | 1630 | 0 | 0 | 0 | 0 | 0 | 0 | 0.00532 |  | 0
121638 | PAWCATCK SLR | 0.6 | 101 | 1634 | 0 | 0 | 0 | 0 | 0 | 0 | 0.00533 |  | 0
121559 | CONSTITUTION | 0.6 | 101 | 1634 | 0 | 0 | 0 | 0 | 0 | 0 | 0.00618 |  | 0
121560 | PLAINFIELD | 13.8 | 101 | 1633 | 0 | 0 | 0 | 0 | 0 | 0 | 0.00619 |  | 0
999562 | SUN_FRY BR~1 | 115 | 101 | 1630 | 0 | 0 | 0 | 0 | 0 | 0 | 0.00619 |  | 0
121852 | RAINBOW HYD | 2.4 | 101 | 1654 | 0 | 0 | 0 | 0 | 0 | 0 | 0.0069 |  | 0
121860 | HAMILTON GT | 13.8 | 101 | 1654 | 0 | 0 | 0 | 0 | 0 | 0 | 0.0069 |  | 0
121865 | DEXTER CT | 13.8 | 101 | 1653 | 0 | 0 | 0 | 0 | 0 | 0 | 0.0069 |  | 0
990002 | SUN_WINDSO~1 | 115 | 101 | 1650 | 0 | 0 | 0 | 0 | 0 | 0 | 0.0069 |  | 0
990038 | SUN_BARBOU~1 | 115 | 101 | 1650 | 0 | 0 | 0 | 0 | 0 | 0 | 0.0069 |  | 0
121587 | FOXWOODS G2 | 4.16 | 101 | 1634 | 0 | 0 | 0 | 0 | 0 | 0 | 0.00706 |  | 0
999672 | BAT_MYSTIC~2 | 115 | 101 | 1630 | 0 | 0 | 0 | 0 | 0 | 0 | 0.00706 |  | 0
999849 | FC_WILLIMA~1 | 115 | 101 | 1630 | 0 | 0 | 0 | 0 | 0 | 0 | 0.00711 |  | 0
121570 | TUNNEL JET | 13.2 | 101 | 1634 | 0 | 0 | 0 | 0 | 0 | 0 | 0.00753 |  | 0
121571 | FUSION_GEN | 0.38 | 101 | 1634 | 0 | 0 | 0 | 0 | 0 | 0 | 0.00753 |  | 0
121586 | FOXWOODS G1 | 4.16 | 101 | 1634 | 0 | 0 | 0 | 0 | 0 | 0 | 0.00753 |  | 0
999583 | SUN_TUNNEL | 115 | 101 | 1630 | 0 | 0 | 0 | 0 | 0 | 0 | 0.00753 |  | 0
121788 | LISBON | 4.16 | 101 | 1633 | 0 | 0 | 0 | 0 | 0 | 0 | 0.00767 |  | 0
121579 | NORWICH JET | 13.8 | 101 | 1633 | 0 | 0 | 0 | 0 | 0 | 0 | 0.00791 |  | 0
121590 | SECREC | 13.2 | 101 | 1633 | 0 | 0 | 0 | 0 | 0 | 0 | 0.00791 |  | 0
990290 | SUN_N-BLOO~1 | 115 | 101 | 1670 | 0 | 0 | 0 | 0 | 0 | 0 | 0.00802 |  | 0
121931 | RIVERSIDE PF | 23 | 101 | 1672 | 0 | 0 | 0 | 0 | 0 | 0 | 0.00918 |  | 0
121943 | S-MEADOW_G5 | 11.5 | 101 | 1673 | 0 | 0 | 0 | 0 | 0 | 0 | 0.00923 |  | 0
121944 | S-MEADOW_G6 | 11.5 | 101 | 1673 | 0 | 0 | 0 | 0 | 0 | 0 | 0.00923 |  | 0
121647 | MONTVILLE | 2.4 | 101 | 1633 | 0 | 0 | 0 | 0 | 0 | 0 | 0.00927 |  | 0
121964 | CDECCA_CT | 13.8 | 101 | 1673 | 0 | 0 | 0 | 0 | 0 | 0 | 0.00944 |  | 0
121965 | CDECCA_ST | 13.2 | 101 | 1673 | 0 | 0 | 0 | 0 | 0 | 0 | 0.00944 |  | 0
121645 | MONTVILLE_G5 | 13.8 | 101 | 1633 | 0 | 0 | 0 | 0 | 0 | 0 | 0.00979 |  | 0
121646 | MONTVILLE_G6 | 22 | 101 | 1633 | 24.5 | 0 | 410 | 24.5 | 0 | 385.5 | 0.00979 |  | 0
121835 | RAND WHITNEY | 13.8 | 101 | 1634 | 0 | 0 | 0 | 0 | 0 | 0 | 0.00979 |  | 0
999718 | WND_MONTVI~1 | 115 | 101 | 1630 | 0 | 0 | 0 | 0 | 0 | 0 | 0.00979 |  | 0
999768 | SUN_WATERF~1 | 115 | 101 | 1630 | 0 | 0 | 0 | 0 | 0 | 0 | 0.00979 |  | 0
121656 | MILLSTONE_G2 | 24 | 101 | 1633 | 934.5 | 0 | 934.5 | 934.5 | 0 | 0 | 0.01067 |  | 0
121657 | MILLSTONE_G3 | 24 | 101 | 1633 | 1283 | 0 | 1283 | 1283 | 0 | 0 | 0.01067 |  | 0
999194 | NUC_MILLST~1 | 345 | 101 | 1630 | 0 | 0 | 0 | 0 | 0 | 0 | 0.01067 |  | 0
122154 | SIMSBURY SLR | 0.38 | 101 | 1694 | 0 | 0 | 0 | 0 | 0 | 0 | 0.01073 |  | 0
990307 | SUN_NE-SIM~1 | 115 | 101 | 1690 | 0 | 0 | 0 | 0 | 0 | 0 | 0.01073 |  | 0
122041 | MIDDLETWN_G2 | 13.8 | 101 | 1713 | 121.29 | 0 | 121.29 | 121.29 | 0 | 0 | 0.01278 |  | 0
122042 | MIDDLETWN_G3 | 22 | 101 | 1713 | 231.71 | 0 | 231.71 | 231.71 | 0 | 0 | 0.01278 |  | 0
122044 | MIDDLETWN_10 | 13.2 | 101 | 1713 | 0 | 0 | 0 | 0 | 0 | 0 | 0.01278 |  | 0
122030 | KLEEN_C1 | 16.5 | 101 | 1713 | 180.65 | 0 | 180.65 | 180.65 | 0 | 0 | 0.0134 |  | 0
122031 | KLEEN_C2 | 16.5 | 101 | 1713 | 180.65 | 0 | 180.65 | 180.65 | 0 | 0 | 0.0134 |  | 0
122032 | KLEEN_S1 | 18 | 101 | 1713 | 258.7 | 0 | 258.7 | 258.7 | 0 | 0 | 0.0134 |  | 0
122043 | MIDDLETWN_G4 | 22 | 101 | 1713 | 402 | 0 | 402 | 402 | 0 | 0 | 0.0145 |  | 0
122046 | MIDDLETWN_12 | 13.8 | 101 | 1713 | 0 | 0 | 0 | 0 | 0 | 0 | 0.0145 |  | 0
122047 | MIDDLETWN_13 | 13.8 | 101 | 1713 | 0 | 0 | 0 | 0 | 0 | 0 | 0.0145 |  | 0
122048 | MIDDLETWN_14 | 13.8 | 101 | 1713 | 0 | 0 | 0 | 0 | 0 | 0 | 0.0145 |  | 0
122049 | MIDDLETWN_15 | 13.8 | 101 | 1713 | 0 | 0 | 0 | 0 | 0 | 0 | 0.0145 |  | 0
990488 | NG_BLACK R~1 | 115 | 101 | 1670 | 0 | 0 | 0 | 0 | 0 | 0 | 0.015 |  | 0
123635 | HALVARSSON | 192 | 101 | 1830 | 0 | 0 | 0 | 0 | 0 | 0 | 0.01644 |  | 0
122417 | BRANFORD JET | 13.8 | 101 | 1734 | 0 | 0 | 0 | 0 | 0 | 0 | 0.01718 |  | 0
123653 | NEW HAVN HBR | 22 | 101 | 1823 | 0 | 0 | 0 | 0 | 0 | 0 | 0.01755 |  | 0
123655 | NHHP G2 | 13.8 | 101 | 1823 | 0 | 0 | 0 | 0 | 0 | 0 | 0.01755 |  | 0
123656 | NHHP G3-4 | 13.8 | 101 | 1823 | 0 | 0 | 0 | 0 | 0 | 0 | 0.01755 |  | 0
123128 | YALE DG 1 | 13.8 | 101 | 1804 | 0 | 0 | 0 | 0 | 0 | 0 | 0.01795 |  | 0
123129 | YALE DG 2 | 13.8 | 101 | 1804 | 0 | 0 | 0 | 0 | 0 | 0 | 0.01795 |  | 0
122448 | WALLINGFRDG1 | 13.8 | 101 | 1733 | 0 | 0 | 0 | 0 | 0 | 0 | 0.01796 |  | 0
122449 | WALLINGFRDG2 | 13.8 | 101 | 1733 | 0 | 0 | 0 | 0 | 0 | 0 | 0.01796 |  | 0
122450 | WALLINGFRDG3 | 13.8 | 101 | 1733 | 0 | 0 | 0 | 0 | 0 | 0 | 0.01796 |  | 0
122451 | WALLINGFRDG4 | 13.8 | 101 | 1733 | 0 | 0 | 0 | 0 | 0 | 0 | 0.01796 |  | 0
122452 | WALLINGFRDG5 | 13.8 | 101 | 1733 | 0 | 0 | 0 | 0 | 0 | 0 | 0.01796 |  | 0
122453 | WALLINGFRDG6 | 13.8 | 101 | 1733 | 0 | 0 | 0 | 0 | 0 | 0 | 0.01796 |  | 0
122454 | WALLINGFRDG7 | 13.8 | 101 | 1733 | 0 | 0 | 0 | 0 | 0 | 0 | 0.01796 |  | 0
122542 | A.L. PIERCE | 13.8 | 101 | 1733 | 0 | 0 | 0 | 0 | 0 | 0 | 0.01796 |  | 0
990740 | SUN_WALLIN~1 | 115 | 101 | 1730 | 0 | 0 | 0 | 0 | 0 | 0 | 0.01796 |  | 0
122272 | FORESTVILLE | 13.8 | 101 | 1692 | 0 | 0 | 0 | 0 | 0 | 0 | 0.01877 |  | 0
122173 | FRANKLIN DR | 13.2 | 101 | 1692 | 0 | 0 | 0 | 0 | 0 | 0 | 0.01977 |  | 0
122469 | DEVON #10 | 13.8 | 101 | 1733 | 0 | 0 | 0 | 0 | 0 | 0 | 0.02092 |  | 0
122476 | DEVON #15-16 | 13.8 | 101 | 1733 | 93.8 | 0 | 93.8 | 93.8 | 0 | 0 | 0.02092 |  | 0
122477 | DEVON #17-18 | 13.8 | 101 | 1733 | 73.07 | 0 | 93.8 | 73.07 | 0 | 20.73 | 0.02092 |  | 0
122481 | MILFORD_C1 | 21 | 101 | 1733 | 267.7 | 0 | 267.7 | 267.7 | 0 | 0 | 0.02178 |  | 0
122482 | MILFORD_C2 | 21 | 101 | 1733 | 267.7 | 0 | 267.7 | 267.7 | 0 | 0 | 0.02178 |  | 0
993313 | NG_CONGRES~1 | 115 | 101 | 1800 | 0 | 0 | 0 | 0 | 0 | 0 | 0.02203 |  | 0
122583 | WATERBURY_G | 13.8 | 101 | 1733 | 97.91 | 0 | 97.91 | 97.91 | 0 | 0 | 0.02208 |  | 0
123642 | BRPT HRBR 4 | 13.8 | 101 | 1803 | 0 | 0 | 0 | 0 | 0 | 0 | 0.02218 |  | 0
122470 | DEVON #11 | 13.8 | 101 | 1733 | 33.12 | 0 | 33.12 | 33.12 | 0 | 0 | 0.0222 |  | 0
122471 | DEVON #12 | 13.8 | 101 | 1733 | 33.12 | 0 | 33.12 | 33.12 | 0 | 0 | 0.0222 |  | 0
122472 | DEVON #13 | 13.8 | 101 | 1733 | 33.12 | 0 | 33.12 | 33.12 | 0 | 0 | 0.0222 |  | 0
122473 | DEVON #14 | 13.8 | 101 | 1733 | 33.12 | 0 | 33.12 | 33.12 | 0 | 0 | 0.0222 |  | 0
990812 | BAT_DEVON-1 | 115 | 101 | 1730 | 0 | 0 | 0 | 0 | 0 | 0 | 0.0222 |  | 0
122586 | TOWANTIC C1 | 18 | 101 | 1733 | 248.66 | 0 | 248.66 | 248.66 | 0 | 0 | 0.02223 |  | 0
122587 | TOWANTIC C2 | 18 | 101 | 1733 | 250.92 | 0 | 250.92 | 250.92 | 0 | 0 | 0.02223 |  | 0
122588 | TOWANTIC ST | 18 | 101 | 1733 | 250.92 | 0 | 250.92 | 250.92 | 0 | 0 | 0.02223 |  | 0
123643 | BRPT RESCO_G | 13.8 | 101 | 1803 | 59.65 | 0 | 59.65 | 59.65 | 0 | 0 | 0.02229 |  | 0
123149 | SIKORSKY | 13.8 | 101 | 1804 | 0 | 0 | 0 | 0 | 0 | 0 | 0.02242 |  | 0
123147 | DERBY DAM HY | 4.16 | 101 | 1804 | 0 | 0 | 0 | 0 | 0 | 0 | 0.02253 |  | 0
993146 | NG_INDIAN ~1 | 13.8 | 101 | 1802 | 0 | 0 | 0 | 0 | 0 | 0 | 0.02253 |  | 0
999389 | BAT_EAST D~1 | 345 | 101 | 1730 | 0 | 0 | 0 | 0 | 0 | 0 | 0.02297 |  | 0
122625 | STEVENSON HY | 6.6 | 101 | 1733 | 21.67 | 0 | 21.67 | 21.67 | 0 | 0 | 0.02326 |  | 0
123628 | BRPT HRBR 5C | 25 | 101 | 1803 | 315.72 | 0 | 315.72 | 315.72 | 0 | 0 | 0.02354 |  | 0
123629 | BRPT HRBR 5S | 18 | 101 | 1803 | 168.58 | 0 | 168.58 | 168.58 | 0 | 0 | 0.02354 |  | 0
123641 | BRPT EN 10ST | 16 | 101 | 1803 | 152.8 | 0 | 152.8 | 152.8 | 0 | 0 | 0.02354 |  | 0
123644 | BRPT EN 11CT | 16 | 101 | 1803 | 165.6 | 0 | 165.6 | 165.6 | 0 | 0 | 0.02354 |  | 0
123645 | BRPT EN 12CT | 16 | 101 | 1803 | 165.6 | 0 | 165.6 | 165.6 | 0 | 0 | 0.02354 |  | 0
993626 | DFO NG_SIN~1 | 345 | 101 | 1810 | 0 | 0 | 0 | 0 | 0 | 0 | 0.02354 |  | 0
122889 | GLENBROOK_S1 | 14.6 | 101 | 1752 | 0 | 0 | 0 | 0 | 0 | 0 | 0.02379 |  | 0
122890 | GLENBROOK_S2 | 14.6 | 101 | 1752 | 0 | 0 | 0 | 0 | 0 | 0 | 0.02379 |  | 0
122911 | WATERSIDE_G | 13.8 | 101 | 1753 | 0 | 0 | 0 | 0 | 0 | 0 | 0.02379 |  | 0
122933 | COSCOB_GEN | 13.8 | 101 | 1753 | 0 | 0 | 0 | 0 | 0 | 0 | 0.02379 |  | 0
122648 | BULLS BRIDGE | 1.15 | 101 | 1734 | 0 | 0 | 0 | 0 | 0 | 0 | 0.02434 |  | 0
122657 | ROCKY RIVER | 13.8 | 101 | 1732 | 29.35 | 0 | 29.35 | 29.35 | 0 | 0 | 0.02434 |  | 0
122660 | KIMB CLARK_G | 13.8 | 101 | 1734 | 12.02 | 0 | 12.02 | 12.02 | 0 | 0 | 0.02434 |  | 0
991172 | SUN_ROCKY ~1 | 115 | 101 | 1730 | 0 | 0 | 0 | 0 | 0 | 0 | 0.02434 |  | 0
122184 | TORRINGTON T | 13.8 | 101 | 1693 | 0 | 0 | 0 | 0 | 0 | 0 | 0.02515 |  | 0
122196 | FALLS VILLGE | 6.6 | 101 | 1693 | 0 | 0 | 0 | 0 | 0 | 0 | 0.02515 |  | 0
122690 | SHEPAUG HYD | 13.8 | 101 | 1734 | 42.95 | 0 | 42.95 | 42.95 | 0 | 0 | 0.02612 |  | 0
122700 | STONY HIL_SC | 12.5 | 101 | 1733 | 0 | 0 | 0 | 0 | 0 | 0 | 0.02635 |  | 0
116411 | NORTHFIELD 1 | 13.8 | 101 | 1373 | 292 | 0 | 292 | 292 | 0 | 0 | 0.04464 |  | 0
116412 | NORTHFIELD 2 | 13.8 | 101 | 1373 | 292 | 0 | 292 | 292 | 0 | 0 | 0.04464 |  | 0
911560 | NYNE_BWLN | 345 | 102 | 12 | 120.67 | 0 | 466.67 | 120.67 | 0 | 346 | 0.04953 |  | 0
926260 | NYPA - CMR | 345 | 102 | 12 | 0 | 0 | 0 | 0 | 0 | 0 | 0.04953 |  | 0
926261 | NYPA - VT | 345 | 102 | 12 | 0 | 0 | 0 | 0 | 0 | 0 | 0.04953 |  | 0
102125 | S_WTRVL_D | 12 | 101 | 112 | 0 | 0 | 0 | 0 | 0 | 0 | 0.05409 |  | 0
107326 | HG_CONVRTR_N | 120 | 101 | 703 | 0 | 0 | 0 | 0 | 0 | 0 | 0.05409 |  | 0
108955 | BELDENS1 | 2.4 | 101 | 704 | 0 | 0 | 0 | 0 | 0 | 0 | 0.05409 |  | 0
109049 | CARVER FALLS | 2.3 | 101 | 704 | 0 | 0 | 0 | 0 | 0 | 0 | 0.05409 |  | 0
109077 | E PITTSFORD | 2.3 | 101 | 704 | 0 | 0 | 0 | 0 | 0 | 0 | 0.05409 |  | 0
109092 | MIDDLESEX_G | 2.4 | 101 | 704 | 0 | 0 | 0 | 0 | 0 | 0 | 0.05409 |  | 0
109101 | SALISBURY | 7.2 | 101 | 704 | 0 | 0 | 0 | 0 | 0 | 0 | 0.05409 |  | 0
109105 | MIDDLEBURY_H | 6.44 | 101 | 704 | 0 | 0 | 0 | 0 | 0 | 0 | 0.05409 |  | 0
109130 | SMITH FALLS | 4.16 | 101 | 704 | 0 | 0 | 0 | 0 | 0 | 0 | 0.05409 |  | 0
109139 | DEWEY MILLS | 4.16 | 101 | 704 | 0 | 0 | 0 | 0 | 0 | 0 | 0.05409 |  | 0
109143 | CAVENDISH_D2 | 12.5 | 101 | 704 | 0 | 0 | 0 | 0 | 0 | 0 | 0.05409 |  | 0
109190 | GRANITE SC1 | 13.8 | 101 | 703 | 0 | 0 | 0 | 0 | 0 | 0 | 0.05409 |  | 0
109200 | GRANITE SC2 | 13.8 | 101 | 703 | 0 | 0 | 0 | 0 | 0 | 0 | 0.05409 |  | 0
109251 | GAGE | 2.4 | 101 | 704 | 0 | 0 | 0 | 0 | 0 | 0 | 0.05409 |  | 0
111110 | PUTNAM 1 | 13.8 | 101 | 1012 | 0 | 0 | 0 | 0 | 0 | 0 | 0.05409 |  | 0
114050 | MALDEN MLS_T | 23 | 101 | 1120 | 0 | 0 | 0 | 0 | 0 | 0 | 0.05409 |  | 0
116569 | TILSON-1113 | 13.8 | 101 | 1372 | 0 | 0 | 0 | 0 | 0 | 0 | 0.05409 |  | 0
121744 | UCONN COGEN | 13.8 | 101 | 1634 | 0 | 0 | 0 | 0 | 0 | 0 | 0.05409 |  | 0
911531 | NYNE_GILB | 345 | 102 | 12 | 120.67 | 0 | 466.67 | 120.67 | 0 | 346 | 0.05701 |  | 0
911554 | NYNE_OSWG | 345 | 102 | 12 | 120.67 | 0 | 466.67 | 120.67 | 0 | 346 | 0.05947 |  | 0

## 113001 BEAR SWAMP 113008 BEAR S
****** Plant Redispatch calculator ******* !!!! Please - edit only columns 'Status' & 'Pnew' !!!!!***
Flows
NN | LFCaseName | Monitored Element | [5 empty] | Contingency | Limit | FlowInit | FlowRes | FlowChange | Loading
1 |  | 113001 BEAR SWAMP 230 113008 BEAR SWAMP 115 5 | [5 empty] | NF_BSWMP_4X | 480 | 313.4 | 313.4 | 0 | 65.29%
Dispatch | [8 empty] | 0 |  |  |  | 0
Bus# | Bus Name | Volt | Area | Zone | Pgen or Pload | PMin Gen | PMax Gen | Pnew | Pdelta | Pavail | Dfax_1 | --- | Impact_1
113100 | DEERFIELD 4G | 2.4 | 101 | 1100 | 0 | 0 | 0 | 0 | 0 | 0 | -0.27604 |  | 0
113099 | DEERFIELD 3G | 2.4 | 101 | 1100 | 0 | 0 | 0 | 0 | 0 | 0 | -0.26738 |  | 0
109504 | HARRIMAN G2 | 6.9 | 101 | 1100 | 13.71 | 0 | 13.71 | 13.71 | 0 | 0 | -0.26539 |  | 0
109505 | HARRIMAN G1 | 6.9 | 101 | 1100 | 13.71 | 0 | 13.71 | 13.71 | 0 | 0 | -0.26539 |  | 0
113098 | DEERFIELD 2G | 2.4 | 101 | 1100 | 0 | 0 | 0 | 0 | 0 | 0 | -0.25652 |  | 0
993005 | SUN_ADAMS | 115 | 101 | 1100 | 0 | 0 | 0 | 0 | 0 | 0 | -0.25533 |  | 0
113104 | SHERMAN HYD | 2.4 | 101 | 1100 | 0 | 0 | 0 | 0 | 0 | 0 | -0.2538 |  | 0
113101 | DEERFIELD 5G | 13.8 | 101 | 1100 | 0 | 0 | 0 | 0 | 0 | 0 | -0.2391 |  | 0
113102 | FIFE BROOK | 13.8 | 101 | 1100 | 9.9 | 0 | 9.9 | 9.9 | 0 | 0 | -0.2391 |  | 0
113123 | HOOSAC CLR1 | 0.69 | 101 | 1100 | 0 | 0 | 0 | 0 | 0 | 0 | -0.2373 |  | 0
113125 | HOOSAC CLR2 | 0.69 | 101 | 1100 | 0 | 0 | 0 | 0 | 0 | 0 | -0.2373 |  | 0
109503 | HARRIMAN G3 | 6.9 | 101 | 1100 | 0 | 0 | 0 | 0 | 0 | 0 | -0.22906 |  | 0
109517 | SEARS HYDRO | 2.4 | 101 | 1100 | 0 | 0 | 0 | 0 | 0 | 0 | -0.20329 |  | 0
109296 | SEARS WIND_E | 12.5 | 101 | 704 | 0 | 0 | 0 | 0 | 0 | 0 | -0.19703 |  | 0
109297 | SEARS WIND_W | 12.5 | 101 | 704 | 0 | 0 | 0 | 0 | 0 | 0 | -0.19703 |  | 0
109403 | DRFLD EAST G | 0.69 | 101 | 704 | 0 | 0 | 0 | 0 | 0 | 0 | -0.1907 |  | 0
109404 | DRFLD WEST G | 0.69 | 101 | 704 | 0 | 0 | 0 | 0 | 0 | 0 | -0.1907 |  | 0
993029 | SUN_SHUTES~1 | 69 | 101 | 1100 | 19.99 | 0 | 19.99 | 19.99 | 0 | 0 | -0.17247 |  | 0
109529 | VERNON HYD A | 2.4 | 101 | 1100 | 0 | 0 | 0 | 0 | 0 | 0 | -0.17244 |  | 0
109530 | VERNON HYD B | 2.4 | 101 | 1100 | 0 | 0 | 0 | 0 | 0 | 0 | -0.17244 |  | 0
109531 | VERNON HY T1 | 13.8 | 101 | 1100 | 0 | 0 | 0 | 0 | 0 | 0 | -0.17244 |  | 0
109532 | VERNON HY T2 | 13.8 | 101 | 1100 | 0 | 0 | 0 | 0 | 0 | 0 | -0.17244 |  | 0
113011 | BAT_BarreB~1 | 115 | 101 | 1100 | 0 | 0 | 0 | 0 | 0 | 0 | -0.15805 |  | 0
116627 | BERKSHRE WND | 0.57 | 101 | 1374 | 0 | 0 | 0 | 0 | 0 | 0 | -0.12429 |  | 0
996336 | SUN BAT_PA~2 | 115 | 101 | 1370 | 0 | 0 | 0 | 0 | 0 | 0 | -0.12429 |  | 0
996625 | SUN BAT_PA~1 | 23 | 101 | 1372 | 0 | 0 | 0 | 0 | 0 | 0 | -0.12429 |  | 0
116568 | TILSON-1044 | 13.8 | 101 | 1372 | 0 | 0 | 0 | 0 | 0 | 0 | -0.12341 |  | 0
116578 | TURNERS FALS | 2.4 | 101 | 1374 | 0 | 0 | 0 | 0 | 0 | 0 | -0.12341 |  | 0
116579 | CABOT HYDRO | 13.8 | 101 | 1373 | 64.66 | 0 | 64.66 | 64.66 | 0 | 0 | -0.12341 |  | 0
996270 | SUN BAT_TI~1 | 115 | 101 | 1370 | 0 | 0 | 0 | 0 | 0 | 0 | -0.12341 |  | 0
996284 | SUN_CUMBER~1 | 115 | 101 | 1370 | 0 | 0 | 0 | 0 | 0 | 0 | -0.1193 |  | 0
993034 | SUN_BELCHE~1 | 69 | 101 | 1100 | 17.93 | 0 | 17.93 | 17.93 | 0 | 0 | -0.11254 |  | 0
998496 | SUN_E ARLN~1 | 46 | 101 | 822 | 0 | 0 | 0 | 0 | 0 | 0 | -0.09978 |  | 0
116618 | ALTRESCO_C1 | 13.8 | 101 | 1373 | 33.65 | 0 | 33.65 | 33.65 | 0 | 0 | -0.09611 |  | 0
116619 | ALTRESCO_C2 | 13.8 | 101 | 1373 | 33.65 | 0 | 33.65 | 33.65 | 0 | 0 | -0.09611 |  | 0
116620 | ALTRESCO_C3 | 13.8 | 101 | 1373 | 31.45 | 0 | 33.65 | 31.45 | 0 | 2.2 | -0.09611 |  | 0
116621 | ALTRESCO_S4 | 13.8 | 101 | 1373 | 0 | 0 | 0 | 0 | 0 | 0 | -0.09611 |  | 0
116608 | DOREEN JET | 13.2 | 101 | 1374 | 0 | 0 | 0 | 0 | 0 | 0 | -0.09599 |  | 0
113082 | BARRE MA T1 | 13.8 | 101 | 1100 | 0 | 0 | 0 | 0 | 0 | 0 | -0.09299 |  | 0
993007 | BAT_BARRE ~1 | 115 | 101 | 1100 | 0 | 0 | 0 | 0 | 0 | 0 | -0.09299 |  | 0
999312 | Strata_Ber~1 | 115 | 101 | 1370 | 0 | 0 | 0 | 0 | 0 | 0 | -0.08532 |  | 0
116638 | WOODLAND JET | 13.2 | 101 | 1374 | 0 | 0 | 0 | 0 | 0 | 0 | -0.08283 |  | 0
993031 | SUN_WARE | 69 | 101 | 1100 | 60.61 | 0 | 85.08 | 60.61 | 0 | 24.47 | -0.07732 |  | 0
113061 | PLEASANT-NEP | 23 | 101 | 1100 | 0 | 0 | 0 | 0 | 0 | 0 | -0.07503 |  | 0
113085 | WENDELL DEP | 13.8 | 101 | 1100 | 0 | 0 | 0 | 0 | 0 | 0 | -0.06989 |  | 0
993015 | SUN_WENDEL~1 | 115 | 101 | 1100 | 0 | 0 | 0 | 0 | 0 | 0 | -0.06989 |  | 0
113142 | SOLTERRA A | 0.48 | 101 | 1100 | 0 | 0 | 0 | 0 | 0 | 0 | -0.06639 |  | 0
113143 | SOLTERRA B | 0.42 | 101 | 1100 | 0 | 0 | 0 | 0 | 0 | 0 | -0.06639 |  | 0
993000 | SUN_TREASU~1 | 115 | 101 | 1100 | 0 | 0 | 0 | 0 | 0 | 0 | -0.06639 |  | 0
108934 | STRATTON_SC1 | 13.8 | 101 | 704 | 0 | 0 | 0 | 0 | 0 | 0 | -0.06378 |  | 0
108938 | STRATTON_SC2 | 13.8 | 101 | 704 | 0 | 0 | 0 | 0 | 0 | 0 | -0.06378 |  | 0
993038 | SUN_ROYALS~1 | 69 | 101 | 1100 | 2.5 | 0 | 2.5 | 2.5 | 0 | 0 | -0.06365 |  | 0
993037 | SUN_LASHAW~1 | 69 | 101 | 1100 | 18.09 | 0 | 26.15 | 18.09 | 0 | 8.06 | -0.06111 |  | 0
113138 | VUELTA_GEN | 0.38 | 101 | 1100 | 0 | 0 | 0 | 0 | 0 | 0 | -0.05645 |  | 0
113139 | OLD_WARDOUR | 0.38 | 101 | 1100 | 2.33 | 0 | 2.38 | 2.33 | 0 | 0.05 | -0.05645 |  | 0
993039 | SUN_MEADOW~2 | 69 | 101 | 1100 | 8.13 | 0 | 8.13 | 8.13 | 0 | 0 | -0.05327 |  | 0
993054 | SUN_MEADOW~1 | 69 | 101 | 1100 | 13.6 | 0 | 13.6 | 13.6 | 0 | 0 | -0.05327 |  | 0
993342 | SUN_CRYSTA~1 | 69 | 101 | 1110 | 0 | 0 | 0 | 0 | 0 | 0 | -0.04809 |  | 0
116651 | INDIAN RIVER | 2.3 | 101 | 1334 | 0 | 0 | 0 | 0 | 0 | 0 | -0.04138 |  | 0
996364 | SUN_BLANDF~1 | 115 | 101 | 1330 | 0 | 0 | 0 | 0 | 0 | 0 | -0.04138 |  | 0
113020 | DaymarkGe~42 | 115 | 101 | 1100 | 0 | 0 | 0 | 0 | 0 | 0 | -0.03171 |  | 0
993036 | SUN_WILBRA~1 | 69 | 101 | 1100 | 9.7 | 0 | 9.7 | 9.7 | 0 | 0 | -0.03158 |  | 0
993047 | SUN_E.LONG~1 | 69 | 101 | 1100 | 8.99 | 0 | 8.99 | 8.99 | 0 | 0 | -0.03158 |  | 0
993328 | SUN_EAST W~1 | 69 | 101 | 1110 | 9.93 | 0 | 9.93 | 9.93 | 0 | 0 | -0.02074 |  | 0
113073 | PALMER | 23 | 101 | 1100 | 0 | 0 | 0 | 0 | 0 | 0 | -0.01912 |  | 0
993012 | SUN_PALMER | 115 | 101 | 1100 | 19.2 | 0 | 19.2 | 19.2 | 0 | 0 | -0.01912 |  | 0
116411 | NORTHFIELD 1 | 13.8 | 101 | 1373 | 292 | 0 | 292 | 292 | 0 | 0 | -0.01673 |  | 0
116412 | NORTHFIELD 2 | 13.8 | 101 | 1373 | 292 | 0 | 292 | 292 | 0 | 0 | -0.01673 |  | 0
116413 | NORTHFIELD 3 | 13.8 | 101 | 1373 | 292 | 0 | 292 | 292 | 0 | 0 | -0.01673 |  | 0
116414 | NORTHFIELD 4 | 13.8 | 101 | 1373 | 292 | 0 | 292 | 292 | 0 | 0 | -0.01673 |  | 0
993014 | SUN_THORND~1 | 115 | 101 | 1100 | 17.42 | 0 | 17.42 | 17.42 | 0 | 0 | -0.0155 |  | 0
996240 | AC_BUCK POND | 115 | 101 | 1330 | 0 | 0 | 0 | 0 | 0 | 0 | -0.01537 |  | 0
993109 | SUN_WEST H~1 | 115 | 101 | 1100 | 3.33 | 0 | 13.17 | 3.33 | 0 | 9.84 | -0.01517 |  | 0
121841 | NUTMEG_G | 0.42 | 101 | 1653 | 0 | 0 | 0 | 0 | 0 | 0 | -0.01466 |  | 0
999993 | SUN_SCITICO | 115 | 101 | 1650 | 0 | 0 | 0 | 0 | 0 | 0 | -0.01466 |  | 0
113128 | WARREN_A | 0.34 | 101 | 1100 | 0 | 0 | 0 | 0 | 0 | 0 | -0.01457 |  | 0
113129 | WARREN_B | 0.34 | 101 | 1100 | 0 | 0 | 0 | 0 | 0 | 0 | -0.01457 |  | 0
113130 | WARREN_C | 0.36 | 101 | 1100 | 0 | 0 | 0 | 0 | 0 | 0 | -0.01457 |  | 0
993004 | SUN_LITL R~1 | 115 | 101 | 1100 | 24.91 | 0 | 24.91 | 24.91 | 0 | 0 | -0.01457 |  | 0
116556 | COBBLE MT_G | 6.9 | 101 | 1333 | 19.96 | 0 | 19.96 | 19.96 | 0 | 0 | -0.01454 |  | 0
116505 | BERKSHRE_G1 | 21 | 101 | 1333 | 270 | 0 | 270 | 270 | 0 | 0 | -0.01341 |  | 0
993017 | SUN_FLOREN~1 | 115 | 101 | 1100 | 0 | 0 | 0 | 0 | 0 | 0 | -0.01331 |  | 0
116452 | HADLEY FALLS | 6.6 | 101 | 1334 | 14.95 | 0 | 14.95 | 14.95 | 0 | 0 | -0.01284 |  | 0
993118 | SUN_5 CORN~1 | 115 | 101 | 1100 | 0 | 0 | 0 | 0 | 0 | 0 | -0.01274 |  | 0
116458 | FRONT STREET | 4.16 | 101 | 1334 | 0 | 0 | 0 | 0 | 0 | 0 | -0.01264 |  | 0
116438 | MONSANTO_C1 | 13.8 | 101 | 1333 | 84.65 | 0 | 84.65 | 84.65 | 0 | 0 | -0.01239 |  | 0
116439 | MONSANTO_S1 | 13.8 | 101 | 1333 | 76.01 | 0 | 76.01 | 76.01 | 0 | 0 | -0.01239 |  | 0
116440 | MONSANTO_C2 | 13.8 | 101 | 1333 | 84.65 | 0 | 84.65 | 84.65 | 0 | 0 | -0.01239 |  | 0
116492 | W-SPRNGFLD-1 | 13.8 | 101 | 1333 | 39 | 0 | 39 | 39 | 0 | 0 | -0.01233 |  | 0
116493 | W-SPRNGFLD-2 | 13.8 | 101 | 1333 | 0 | 0 | 0 | 0 | 0 | 0 | -0.01233 |  | 0
116494 | W-SPRNGFLD-3 | 13.8 | 101 | 1333 | 107 | 0 | 107 | 107 | 0 | 0 | -0.01233 |  | 0
116495 | SPGFLD RFUSE | 4.16 | 101 | 1334 | 0 | 0 | 0 | 0 | 0 | 0 | -0.01233 |  | 0
116433 | ORCHARD | 13.8 | 101 | 1332 | 0 | 0 | 0 | 0 | 0 | 0 | -0.01216 |  | 0
113404 | WMI MILLBURY | 13.8 | 101 | 1110 | 40.94 | 0 | 40.94 | 40.94 | 0 | 0 | -0.01033 |  | 0
997910 | SUN_VERNON~1 | 115 | 101 | 700 | 0 | 0 | 0 | 0 | 0 | 0 | -0.00924 |  | 0
994946 | SUN_VERNON~2 | 115 | 101 | 99 | 0 | 0 | 0 | 0 | 0 | 0 | -0.00887 |  | 0
997010 | HVDC_COOLI~1 | 345 | 101 | 700 | 0 | 0 | 0 | 0 | 0 | 0 | -0.00874 |  | 0
113429 | FRENCH_B1 | 0.48 | 101 | 1110 | 0 | 0 | 0 | 0 | 0 | 0 | -0.00863 |  | 0
113431 | FRENCH_A1 | 0.48 | 101 | 1110 | 0 | 0 | 0 | 0 | 0 | 0 | -0.00863 |  | 0
113432 | FRENCH_A2 | 0.48 | 101 | 1110 | 0 | 0 | 0 | 0 | 0 | 0 | -0.00863 |  | 0
993287 | SUN_NORTH ~1 | 115 | 101 | 1110 | 0 | 0 | 0 | 0 | 0 | 0 | -0.00863 |  | 0
994935 | SUN_CHESTN~1 | 115 | 101 | 680 | 0 | 0 | 0 | 0 | 0 | 0 | -0.00836 |  | 0
993300 | SUN_W CHAR~1 | 115 | 101 | 1110 | 0 | 0 | 0 | 0 | 0 | 0 | -0.00808 |  | 0
116417 | STONY BRK 1A | 13.8 | 101 | 1333 | 103.17 | 0 | 103.17 | 103.17 | 0 | 0 | -0.00774 |  | 0
116418 | STONY BRK 1B | 13.8 | 101 | 1333 | 101.67 | 0 | 101.67 | 101.67 | 0 | 0 | -0.00774 |  | 0
116419 | STONY BRK 1C | 13.8 | 101 | 1333 | 103.17 | 0 | 103.17 | 103.17 | 0 | 0 | -0.00774 |  | 0
116420 | STONY BRK 1S | 13.8 | 101 | 1333 | 21.31 | 0 | 82.36 | 21.31 | 0 | 61.05 | -0.00774 |  | 0
116421 | STONY BRK 2A | 13.8 | 101 | 1333 | 0 | 0 | 0 | 0 | 0 | 0 | -0.00774 |  | 0
116422 | STONY BRK 2B | 13.8 | 101 | 1333 | 0 | 0 | 0 | 0 | 0 | 0 | -0.00774 |  | 0
996045 | BAT_LUDLOW | 345 | 101 | 1330 | 0 | 0 | 0 | 0 | 0 | 0 | -0.00774 |  | 0
998476 | SUN_CARVER~1 | 46 | 101 | 802 | 0 | 0 | 0 | 0 | 0 | 0 | -0.00757 |  | 0
108949 | BELDENS | 4.16 | 101 | 704 | 0 | 0 | 0 | 0 | 0 | 0 | -0.00751 |  | 0
108951 | HUNTINGTON | 4.16 | 101 | 704 | 0 | 0 | 0 | 0 | 0 | 0 | -0.00751 |  | 0
108953 | PROCTOR HYD | 4.16 | 101 | 704 | 0 | 0 | 0 | 0 | 0 | 0 | -0.00734 |  | 0
109051 | GLEN HYDRO | 13.2 | 101 | 704 | 0 | 0 | 0 | 0 | 0 | 0 | -0.00709 |  | 0
109079 | PATCH HYDRO | 2.3 | 101 | 704 | 0 | 0 | 0 | 0 | 0 | 0 | -0.00709 |  | 0
109053 | RUTLAND GT | 13.2 | 101 | 704 | 0 | 0 | 0 | 0 | 0 | 0 | -0.00706 |  | 0
109065 | RUT GT_D1_CR | 12.5 | 101 | 802 | 0 | 0 | 0 | 0 | 0 | 0 | -0.00706 |  | 0
109151 | COOL_PV_GEN | 0.6 | 101 | 703 | 0 | 0 | 0 | 0 | 0 | 0 | -0.00694 |  | 0
109107 | WEYBRDGE | 12.5 | 101 | 704 | 0 | 0 | 0 | 0 | 0 | 0 | -0.00691 |  | 0
113389 | SNOW STREET2 | 13.2 | 101 | 1110 | 0 | 0 | 0 | 0 | 0 | 0 | -0.00691 |  | 0
113405 | MILLENIUM CT | 16 | 101 | 1110 | 0 | 0 | 0 | 0 | 0 | 0 | -0.00691 |  | 0
113406 | MILLENIUM ST | 13.8 | 101 | 1110 | 0 | 0 | 0 | 0 | 0 | 0 | -0.00691 |  | 0
993295 | SUN_SNOW S~1 | 115 | 101 | 1110 | 0 | 0 | 0 | 0 | 0 | 0 | -0.00691 |  | 0
108992 | VERGENNES GN | 2.4 | 101 | 704 | 0 | 0 | 0 | 0 | 0 | 0 | -0.0067 |  | 0
997790 | SUN_VERGEN~1 | 115 | 101 | 700 | 45.98 | 0 | 50 | 45.98 | 0 | 4.02 | -0.0067 |  | 0
109103 | SILVERLAKE | 6.9 | 101 | 704 | 0 | 0 | 0 | 0 | 0 | 0 | -0.00585 |  | 0
113889 | PRINCETON | 13.8 | 101 | 1208 | 0 | 0 | 0 | 0 | 0 | 0 | -0.0056 |  | 0
108884 | BURLINGTN_GT | 13.8 | 101 | 704 | 0 | 0 | 0 | 0 | 0 | 0 | -0.00549 |  | 0
113926 | CHERRYST DSL | 4.16 | 101 | 1220 | 16.8 | 0 | 16.8 | 16.8 | 0 | 0 | -0.00467 |  | 0
108988 | ESSEX DIESLS | 2.4 | 101 | 704 | 0 | 0 | 0 | 0 | 0 | 0 | -0.00436 |  | 0
108990 | ESSEX HYDRO | 2.4 | 101 | 704 | 0 | 0 | 0 | 0 | 0 | 0 | -0.00436 |  | 0
108891 | GORGE GT | 13.8 | 101 | 704 | 0 | 0 | 0 | 0 | 0 | 0 | -0.00435 |  | 0
108986 | GORGE_HYDRO | 4.16 | 101 | 704 | 0 | 0 | 0 | 0 | 0 | 0 | -0.00435 |  | 0
109160 | JC MCNEIL | 13.8 | 101 | 704 | 0 | 0 | 0 | 0 | 0 | 0 | -0.00435 |  | 0
108875 | BED_WINOOSKI | 13.8 | 101 | 704 | 0 | 0 | 0 | 0 | 0 | 0 | -0.00434 |  | 0
114858 | MILFRD MA CT | 13.8 | 101 | 1140 | 109.83 | 0 | 109.83 | 109.83 | 0 | 0 | -0.00378 |  | 0
114859 | MILFRD MA ST | 13.8 | 101 | 1140 | 92.17 | 0 | 92.17 | 92.17 | 0 | 0 | -0.00378 |  | 0
109227 | CLARK FALLS | 2.4 | 101 | 704 | 0 | 0 | 0 | 0 | 0 | 0 | -0.0036 |  | 0
109226 | PETERSON_GEN | 4 | 101 | 704 | 0 | 0 | 0 | 0 | 0 | 0 | -0.00359 |  | 0
109229 | MILTON_G | 2.3 | 101 | 704 | 0 | 0 | 0 | 0 | 0 | 0 | -0.00359 |  | 0
108168 | GEORGIA MTN | 0.69 | 101 | 704 | 0 | 0 | 0 | 0 | 0 | 0 | -0.00358 |  | 0
109228 | FAIRFAX FALS | 2.3 | 101 | 704 | 0 | 0 | 0 | 0 | 0 | 0 | -0.0035 |  | 0
999116 | SUN_N-BLOO~1 | 345 | 101 | 1670 | 0 | 0 | 0 | 0 | 0 | 0 | -0.00342 |  | 0
107324 | HG_CONVRTR_S | 115 | 101 | 703 | 0 | 0 | 0 | 0 | 0 | 0 | -0.00309 |  | 0
911524 | HIGH_DGEN | 115 | 101 | 703 | 0 | 0 | 0 | 0 | 0 | 0 | -0.00309 |  | 0
108894 | SWANTON GT | 13.8 | 101 | 704 | 0 | 0 | 0 | 0 | 0 | 0 | -0.00308 |  | 0
109280 | SHELDON_G1 | 4.16 | 101 | 704 | 0 | 0 | 0 | 0 | 0 | 0 | -0.00308 |  | 0
109281 | SHELDON_G2 | 4.16 | 101 | 704 | 0 | 0 | 0 | 0 | 0 | 0 | -0.00308 |  | 0
109282 | SHELDON_G3 | 4.16 | 101 | 704 | 0 | 0 | 0 | 0 | 0 | 0 | -0.00308 |  | 0
111080 | W MEDWAY J4 | 13.8 | 101 | 1023 | 97.4 | 0 | 97.4 | 97.4 | 0 | 0 | -0.00261 |  | 0
111081 | W MEDWAY J5 | 13.8 | 101 | 1023 | 97.4 | 0 | 97.4 | 97.4 | 0 | 0 | -0.00261 |  | 0
111083 | W MEDWAY J3 | 13.8 | 101 | 1023 | 57.5 | 0 | 57.5 | 57.5 | 0 | 0 | -0.00261 |  | 0
109072 | BOLTON FALLS | 4.16 | 101 | 704 | 0 | 0 | 0 | 0 | 0 | 0 | -0.00227 |  | 0
109076 | LTTLE RIVER | 4.16 | 101 | 704 | 0 | 0 | 0 | 0 | 0 | 0 | -0.00183 |  | 0
121852 | RAINBOW HYD | 2.4 | 101 | 1654 | 0 | 0 | 0 | 0 | 0 | 0 | -0.0017 |  | 0
121860 | HAMILTON GT | 13.8 | 101 | 1654 | 0 | 0 | 0 | 0 | 0 | 0 | -0.0017 |  | 0
121865 | DEXTER CT | 13.8 | 101 | 1653 | 0 | 0 | 0 | 0 | 0 | 0 | -0.0017 |  | 0
990002 | SUN_WINDSO~1 | 115 | 101 | 1650 | 0 | 0 | 0 | 0 | 0 | 0 | -0.0017 |  | 0
990038 | SUN_BARBOU~1 | 115 | 101 | 1650 | 0 | 0 | 0 | 0 | 0 | 0 | -0.0017 |  | 0
109080 | MORETOWN | 4.16 | 101 | 704 | 0 | 0 | 0 | 0 | 0 | 0 | -0.00164 |  | 0
109321 | KCW_JAY_SC1 | 13.8 | 101 | 704 | 0 | 0 | 0 | 0 | 0 | 0 | -0.00154 |  | 0
108905 | KINGDOM_GEN | 0.65 | 101 | 704 | 12 | 0 | 12 | 12 | 0 | 0 | -0.00151 |  | 0
990290 | SUN_N-BLOO~1 | 115 | 101 | 1670 | 0 | 0 | 0 | 0 | 0 | 0 | -0.00141 |  | 0
997349 | SUN_WOONSO~1 | 115 | 101 | 1410 | 0 | 0 | 0 | 0 | 0 | 0 | -0.0014 |  | 0
109234 | COVENTRY_GEN | 4.16 | 101 | 704 | 0 | 0 | 0 | 0 | 0 | 0 | -0.00113 |  | 0
109277 | NEWPORT HY | 4.16 | 101 | 704 | 0 | 0 | 0 | 0 | 0 | 0 | -0.0011 |  | 0
108895 | BERLIN VT_GT | 13.2 | 101 | 704 | 0 | 0 | 0 | 0 | 0 | 0 | -0.00107 |  | 0
109141 | TAFTSVL_GEN | 12.5 | 101 | 704 | 0 | 0 | 0 | 0 | 0 | 0 | -0.00101 |  | 0
109140 | NO HARTLAND | 4.16 | 101 | 704 | 0 | 0 | 0 | 0 | 0 | 0 | -0.00091 |  | 0
997005 | BAT_W FARN~1 | 115 | 101 | 1400 | 0 | 0 | 0 | 0 | 0 | 0 | -0.00089 |  | 0
997012 | SUN_NASONV~1 | 115 | 101 | 1400 | 0 | 0 | 0 | 0 | 0 | 0 | -0.00089 |  | 0
113907 | SHREWSBRY | 69 | 101 | 1214 | 0 | 0 | 0 | 0 | 0 | 0 | -0.00086 |  | 0
998265 | SUN_WINDSOR | 46 | 101 | 812 | 0 | 0 | 0 | 0 | 0 | 0 | -0.00078 |  | 0
106033 | SLAYTON HIL1 | 13.8 | 101 | 400 | 0 | 0 | 0 | 0 | 0 | 0 | -0.00066 |  | 0
109104 | MARSHFIELD | 4.16 | 101 | 704 | 0 | 0 | 0 | 0 | 0 | 0 | -0.00059 |  | 0
109573 | WILDER | 13.8 | 101 | 400 | 0 | 0 | 0 | 0 | 0 | 0 | -0.00057 |  | 0
108893 | ASCUTNEY GT | 13.8 | 101 | 704 | 0 | 0 | 0 | 0 | 0 | 0 | -0.00055 |  | 0
997560 | SUN_BARRE | 115 | 101 | 700 | 25.58 | 0 | 25.58 | 25.58 | 0 | 0 | -0.00046 |  | 0
997346 | SUN_WOLF H~1 | 115 | 101 | 1410 | 0 | 0 | 0 | 0 | 0 | 0 | -0.00038 |  | 0
121931 | RIVERSIDE PF | 23 | 101 | 1672 | 0 | 0 | 0 | 0 | 0 | 0 | -0.00035 |  | 0
121943 | S-MEADOW_G5 | 11.5 | 101 | 1673 | 0 | 0 | 0 | 0 | 0 | 0 | -0.00033 |  | 0
121944 | S-MEADOW_G6 | 11.5 | 101 | 1673 | 0 | 0 | 0 | 0 | 0 | 0 | -0.00033 |  | 0
121964 | CDECCA_CT | 13.8 | 101 | 1673 | 0 | 0 | 0 | 0 | 0 | 0 | -0.00033 |  | 0
121965 | CDECCA_ST | 13.2 | 101 | 1673 | 0 | 0 | 0 | 0 | 0 | 0 | -0.00033 |  | 0
997353 | SUN_PUTNAM~1 | 115 | 101 | 1410 | 0 | 0 | 0 | 0 | 0 | 0 | -0.00028 |  | 0
111028 | FRAMINGHAM | 13.8 | 101 | 1002 | 42.3 | 0 | 42.3 | 42.3 | 0 | 0 | -0.00019 |  | 0
994757 | BAT_S WREN~1 | 115 | 101 | 1140 | 0 | 0 | 0 | 0 | 0 | 0 | -0.00015 |  | 0
105345 | HEMPHILL PWR | 13.8 | 101 | 564 | 17.5 | 0 | 17.5 | 17.5 | 0 | 0 | -0.00011 |  | 0
105350 | LEMP_STRING1 | 0.69 | 101 | 564 | 2.21 | 0 | 2.21 | 2.21 | 0 | 0 | -0.00011 |  | 0
105351 | LEMP_STRING2 | 0.69 | 101 | 564 | 2.21 | 0 | 2.21 | 2.21 | 0 | 0 | -0.00011 |  | 0
994451 | SUN_NORTH ~2 | 115 | 101 | 560 | 15 | 0 | 15 | 15 | 0 | 0 | -0.00011 |  | 0
108898 | SHEFLD CLR-N | 0.69 | 101 | 704 | 0 | 0 | 0 | 0 | 0 | 0 | -5e-05 |  | 0
108899 | SHEFLD CLR-S | 0.69 | 101 | 704 | 0 | 0 | 0 | 0 | 0 | 0 | -5e-05 |  | 0
117426 | MANCHSTR 09A | 13.8 | 101 | 1410 | 106.94 | 0 | 106.94 | 106.94 | 0 | 0 | 9e-05 |  | 0
117427 | MANCHSTR 10A | 13.8 | 101 | 1410 | 109.03 | 0 | 109.03 | 109.03 | 0 | 0 | 9e-05 |  | 0
117428 | MANCHSTR 11A | 13.8 | 101 | 1410 | 107.53 | 0 | 107.53 | 107.53 | 0 | 0 | 9e-05 |  | 0
117431 | FRNKLNSQ SC1 | 11.5 | 101 | 1410 | 47.06 | 0 | 47.06 | 47.06 | 0 | 0 | 9e-05 |  | 0
117432 | FRNKLNSQ SC2 | 11.5 | 101 | 1410 | 47.97 | 0 | 47.97 | 47.97 | 0 | 0 | 9e-05 |  | 0
117433 | FRNKLNSQ SC3 | 11.5 | 101 | 1410 | 49.47 | 0 | 49.47 | 49.47 | 0 | 0 | 9e-05 |  | 0
997311 | SUN_JOHNST~1 | 115 | 101 | 1410 | 0 | 0 | 0 | 0 | 0 | 0 | 9e-05 |  | 0
109102 | WDANVILLE HY | 7.2 | 101 | 704 | 0 | 0 | 0 | 0 | 0 | 0 | 0.0001 |  | 0
117436 | RISE CT1 | 18 | 101 | 1410 | 183.1 | 0 | 183.1 | 183.1 | 0 | 0 | 0.00013 |  | 0
117437 | RISE ST | 18 | 101 | 1410 | 185.48 | 0 | 185.48 | 185.48 | 0 | 0 | 0.00013 |  | 0
117438 | RISE CT2 | 18 | 101 | 1410 | 183.1 | 0 | 183.1 | 183.1 | 0 | 0 | 0.00013 |  | 0
117446 | J LANDFIL P2 | 4.2 | 101 | 1410 | 0 | 0 | 0 | 0 | 0 | 0 | 0.00015 |  | 0
117501 | J_LANDF_L | 0.6 | 101 | 1410 | 0 | 0 | 0 | 0 | 0 | 0 | 0.00015 |  | 0
122154 | SIMSBURY SLR | 0.38 | 101 | 1694 | 0 | 0 | 0 | 0 | 0 | 0 | 0.00017 |  | 0
990307 | SUN_NE-SIM~1 | 115 | 101 | 1690 | 0 | 0 | 0 | 0 | 0 | 0 | 0.00017 |  | 0
117455 | RIDGEWOOD LD | 13.8 | 101 | 1410 | 0 | 0 | 0 | 0 | 0 | 0 | 0.00018 |  | 0
990898 | SUN BAT_CA~1 | 115 | 101 | 1020 | 8.8 | 0 | 8.8 | 8.8 | 0 | 0 | 0.00035 |  | 0
117505 | S-SKY-WCR_L | 0.48 | 101 | 1410 | 0 | 0 | 0 | 0 | 0 | 0 | 0.00038 |  | 0
997342 | SUN_W CRAN~1 | 115 | 101 | 1410 | 0 | 0 | 0 | 0 | 0 | 0 | 0.00038 |  | 0
105731 | ANTRIM GSU | 0.69 | 101 | 684 | 0 | 0 | 0 | 0 | 0 | 0 | 0.00039 |  | 0
994895 | WND_TUTTLE~1 | 115 | 101 | 680 | 28.4 | 0 | 28.4 | 28.4 | 0 | 0 | 0.00039 |  | 0
117503 | S-SKY-2228_L | 0.48 | 101 | 1410 | 0 | 0 | 0 | 0 | 0 | 0 | 0.00047 |  | 0
117514 | HOPE_0.385KV | 0.38 | 101 | 1410 | 0 | 0 | 0 | 0 | 0 | 0 | 0.00047 |  | 0
997463 | SUN_NEW LO~1 | 115 | 101 | 1410 | 0 | 0 | 0 | 0 | 0 | 0 | 0.00057 |  | 0
117485 | RI_WED_GEN | 0.6 | 101 | 1410 | 0 | 0 | 0 | 0 | 0 | 0 | 0.00068 |  | 0
117486 | RI WED G2 | 0.6 | 101 | 1410 | 0 | 0 | 0 | 0 | 0 | 0 | 0.00068 |  | 0
997327 | SUN_DRUMROCK | 115 | 101 | 1410 | 0 | 0 | 0 | 0 | 0 | 0 | 0.00071 |  | 0
117434 | TIVERTON GT | 18 | 101 | 1410 | 0 | 0 | 0 | 0 | 0 | 0 | 0.00073 |  | 0
117435 | TIVERTON ST | 13.8 | 101 | 1410 | 0 | 0 | 0 | 0 | 0 | 0 | 0.00073 |  | 0
997357 | SUN_Tiverton | 115 | 101 | 1410 | 0 | 0 | 0 | 0 | 0 | 0 | 0.00073 |  | 0
998179 | NG_NAVY TAP | 69 | 101 | 1420 | 6.27 | 0 | 6.27 | 6.27 | 0 | 0 | 0.00073 |  | 0
998187 | SUN_JEPSON | 13.8 | 101 | 1420 | 20.97 | 0 | 20.97 | 20.97 | 0 | 0 | 0.00073 |  | 0
997332 | SUN_KENT C~1 | 115 | 101 | 1410 | 0 | 0 | 0 | 0 | 0 | 0 | 0.00076 |  | 0
997385 | SUN_KENT C~1 | 34.5 | 101 | 1410 | 0 | 0 | 0 | 0 | 0 | 0 | 0.00076 |  | 0
991378 | SUN BAT_BE~1 | 115 | 101 | 1050 | 279.36 | 0 | 880 | 279.36 | 0 | 600.64 | 0.00078 |  | 0
109106 | BARNET_D | 2.4 | 101 | 704 | 0 | 0 | 0 | 0 | 0 | 0 | 0.00079 |  | 0
106048 | MCINDOES FLS | 2.4 | 101 | 400 | 0 | 0 | 0 | 0 | 0 | 0 | 0.00081 |  | 0
109070 | DODGE FALLS | 4.25 | 101 | 704 | 0 | 0 | 0 | 0 | 0 | 0 | 0.00081 |  | 0
109131 | BATH | 2.4 | 101 | 704 | 0 | 0 | 0 | 0 | 0 | 0 | 0.00081 |  | 0
109170 | RYEGATE WOOD | 13.8 | 101 | 704 | 19 | 0 | 19 | 19 | 0 | 0 | 0.00081 |  | 0
997314 | BAT_DAVISV~1 | 115 | 101 | 1410 | 0 | 0 | 0 | 0 | 0 | 0 | 0.00082 |  | 0
997368 | SUN_OLD BA~1 | 12.5 | 101 | 1410 | 0 | 0 | 0 | 0 | 0 | 0 | 0.00082 |  | 0
997313 | SUN_TOWER ~1 | 115 | 101 | 1410 | 0 | 0 | 0 | 0 | 0 | 0 | 0.00087 |  | 0
997363 | SUN_TOWER ~1 | 12.5 | 101 | 1410 | 0 | 0 | 0 | 0 | 0 | 0 | 0.00087 |  | 0
111092 | EDGAR ST | 18 | 101 | 1023 | 0 | 0 | 0 | 0 | 0 | 0 | 0.0009 |  | 0
111093 | EDGAR GT1 | 16 | 101 | 1023 | 0 | 0 | 0 | 0 | 0 | 0 | 0.0009 |  | 0
111097 | EDGAR GT2 | 16 | 101 | 1023 | 0 | 0 | 0 | 0 | 0 | 0 | 0.0009 |  | 0
111722 | TA WATSON 1 | 13.8 | 101 | 1063 | 0 | 0 | 0 | 0 | 0 | 0 | 0.0009 |  | 0
111723 | TA WATSON 2 | 13.8 | 101 | 1063 | 0 | 0 | 0 | 0 | 0 | 0 | 0.0009 |  | 0
111728 | POTTER 2 CT | 13.8 | 101 | 1063 | 0 | 0 | 0 | 0 | 0 | 0 | 0.0009 |  | 0
111729 | POTTER 2 ST | 13.8 | 101 | 1063 | 0 | 0 | 0 | 0 | 0 | 0 | 0.0009 |  | 0
990901 | DFO NG_EDGAR | 115 | 101 | 1020 | 0 | 0 | 0 | 0 | 0 | 0 | 0.0009 |  | 0
105726 | JACKMAN HYD | 2.4 | 101 | 684 | 3.6 | 0 | 3.6 | 3.6 | 0 | 0 | 0.00091 |  | 0
115742 | DIGHTON PWR | 22 | 101 | 1160 | 168 | 0 | 168 | 168 | 0 | 0 | 0.00092 |  | 0
121517 | QP724 CT | 23.5 | 101 | 1633 | 341.24 | 0 | 393.67 | 341.24 | 0 | 52.43 | 0.00093 |  | 0
121518 | QP724 ST | 16 | 101 | 1633 | 238.29 | 0 | 238.29 | 238.29 | 0 | 0 | 0.00093 |  | 0
111316 | DARTMTH PWRA | 13.8 | 101 | 1053 | 0 | 0 | 0 | 0 | 0 | 0 | 0.00095 |  | 0
111317 | DARTMTH PWRB | 13.8 | 101 | 1053 | 0 | 0 | 0 | 0 | 0 | 0 | 0.00095 |  | 0
121513 | LAKE ROAD_C1 | 21 | 101 | 1633 | 269.79 | 0 | 269.79 | 269.79 | 0 | 0 | 0.00095 |  | 0
121514 | LAKE ROAD_C2 | 21 | 101 | 1633 | 275.21 | 0 | 275.21 | 275.21 | 0 | 0 | 0.00095 |  | 0
121515 | LAKE ROAD_C3 | 21 | 101 | 1633 | 0.78 | 0 | 279 | 0.78 | 0 | 278.22 | 0.00095 |  | 0
991265 | SUN BAT_FI~1 | 115 | 101 | 1050 | 0 | 0 | 0 | 0 | 0 | 0 | 0.00095 |  | 0
991267 | BAT_CROSS ~1 | 115 | 101 | 1050 | 129.81 | 0 | 246 | 129.81 | 0 | 116.19 | 0.00095 |  | 0
991275 | SUN BAT_CR~1 | 115 | 101 | 1050 | 14.5 | 0 | 14.5 | 14.5 | 0 | 0 | 0.00095 |  | 0
994734 | WND_BRAYTN~1 | 345 | 101 | 1140 | 0 | 0 | 0 | 0 | 0 | 0 | 0.00095 |  | 0
109248 | EAST BARNET | 4 | 101 | 704 | 0 | 0 | 0 | 0 | 0 | 0 | 0.00096 |  | 0
109252 | PASSUMPSIC | 2.4 | 101 | 704 | 0 | 0 | 0 | 0 | 0 | 0 | 0.00096 |  | 0
109253 | ARNOLD FALLS | 2.3 | 101 | 704 | 0 | 0 | 0 | 0 | 0 | 0 | 0.00096 |  | 0
109254 | PIERCE MILLS | 2.3 | 101 | 704 | 0 | 0 | 0 | 0 | 0 | 0 | 0.00096 |  | 0
999038 | BAT_KILLIN~1 | 345 | 101 | 1630 | 0 | 0 | 0 | 0 | 0 | 0 | 0.00096 |  | 0
115689 | CLEARY G8-9A | 13.8 | 101 | 1254 | 46.82 | 0 | 46.82 | 46.82 | 0 | 0 | 0.00097 |  | 0
115690 | CLEARY G9 | 13.8 | 101 | 1254 | 84.18 | 0 | 84.18 | 84.18 | 0 | 0 | 0.00097 |  | 0
117495 | BLK ISL WIND | 0.9 | 101 | 1410 | 0 | 0 | 0 | 0 | 0 | 0 | 0.00097 |  | 0
997339 | SUN_W KING~1 | 115 | 101 | 1410 | 0 | 0 | 0 | 0 | 0 | 0 | 0.00097 |  | 0
991268 | SUN BAT_IN~1 | 115 | 101 | 1050 | 40.45 | 0 | 40.45 | 40.45 | 0 | 0 | 0.00103 |  | 0
999849 | FC_WILLIMA~1 | 115 | 101 | 1630 | 0 | 0 | 0 | 0 | 0 | 0 | 0.00103 |  | 0
997305 | SUN_KENYON | 115 | 101 | 1410 | 0 | 0 | 0 | 0 | 0 | 0 | 0.00107 |  | 0
121526 | WOODSHILL_PV | 0.38 | 101 | 1634 | 0 | 0 | 0 | 0 | 0 | 0 | 0.00115 |  | 0
121536 | QB_GEN | 0.42 | 101 | 1633 | 0 | 0 | 0 | 0 | 0 | 0 | 0.00115 |  | 0
117507 | STSK_GEN | 0.55 | 101 | 1410 | 0 | 0 | 0 | 0 | 0 | 0 | 0.00116 |  | 0
997348 | SUN_WOOD R~1 | 115 | 101 | 1410 | 0 | 0 | 0 | 0 | 0 | 0 | 0.00116 |  | 0
117029 | OCEAN ST GT1 | 13.8 | 101 | 1400 | 77.46 | 0 | 77.46 | 77.46 | 0 | 0 | 0.00117 |  | 0
117030 | OCEAN ST GT2 | 13.8 | 101 | 1400 | 77.46 | 0 | 77.46 | 77.46 | 0 | 0 | 0.00117 |  | 0
117031 | OCEAN ST ST1 | 13.8 | 101 | 1400 | 117.42 | 0 | 117.42 | 117.42 | 0 | 0 | 0.00117 |  | 0
117032 | OCEAN ST GT3 | 13.8 | 101 | 1400 | 78.17 | 0 | 78.17 | 78.17 | 0 | 0 | 0.00117 |  | 0
117033 | OCEAN ST GT4 | 13.8 | 101 | 1400 | 78.17 | 0 | 78.17 | 78.17 | 0 | 0 | 0.00117 |  | 0
117034 | OCEAN ST ST2 | 13.8 | 101 | 1400 | 118.49 | 0 | 118.49 | 118.49 | 0 | 0 | 0.00117 |  | 0
997000 | DFO NG_SHE~1 | 345 | 101 | 1400 | 0 | 0 | 0 | 0 | 0 | 0 | 0.00117 |  | 0
991272 | SUN BAT_AR~1 | 115 | 101 | 1050 | 7 | 0 | 7 | 7 | 0 | 0 | 0.00118 |  | 0
991273 | SUN BAT_WI~1 | 115 | 101 | 1050 | 28.43 | 0 | 28.43 | 28.43 | 0 | 0 | 0.00118 |  | 0
991271 | SUN BAT_CR~2 | 115 | 101 | 1050 | 27.96 | 0 | 27.96 | 27.96 | 0 | 0 | 0.00123 |  | 0
999541 | SUN_BROOKL~1 | 115 | 101 | 1630 | 0 | 0 | 0 | 0 | 0 | 0 | 0.00123 |  | 0
997458 | SUN_CHASE ~1 | 115 | 101 | 1410 | 0 | 0 | 0 | 0 | 0 | 0 | 0.00125 |  | 0
991140 | SUN BAT_RO~1 | 115 | 101 | 1030 | 24.62 | 0 | 24.62 | 24.62 | 0 | 0 | 0.00127 |  | 0
121559 | CONSTITUTION | 0.6 | 101 | 1634 | 0 | 0 | 0 | 0 | 0 | 0 | 0.00135 |  | 0
121560 | PLAINFIELD | 13.8 | 101 | 1633 | 0 | 0 | 0 | 0 | 0 | 0 | 0.00135 |  | 0
999562 | SUN_FRY BR~1 | 115 | 101 | 1630 | 0 | 0 | 0 | 0 | 0 | 0 | 0.00135 |  | 0
111188 | SEMASS G1 | 13.8 | 101 | 1033 | 0 | 0 | 0 | 0 | 0 | 0 | 0.00136 |  | 0
111189 | SEMASS G2 | 13.8 | 101 | 1033 | 0 | 0 | 0 | 0 | 0 | 0 | 0.00136 |  | 0
121638 | PAWCATCK SLR | 0.6 | 101 | 1634 | 0 | 0 | 0 | 0 | 0 | 0 | 0.00136 |  | 0
991141 | SUN BAT_TR~1 | 115 | 101 | 1030 | 12.69 | 0 | 33.74 | 12.69 | 0 | 21.05 | 0.00136 |  | 0
999682 | SUN_SHUNCK~1 | 115 | 101 | 1630 | 0 | 0 | 0 | 0 | 0 | 0 | 0.00136 |  | 0
111181 | BW-PV_1 | 0.4 | 101 | 1032 | 0 | 0 | 0 | 0 | 0 | 0 | 0.00139 |  | 0
111182 | BW-PV_2 | 0.4 | 101 | 1032 | 0 | 0 | 0 | 0 | 0 | 0 | 0.00139 |  | 0
111183 | BW-PV_3 | 0.4 | 101 | 1032 | 0 | 0 | 0 | 0 | 0 | 0 | 0.00139 |  | 0
991136 | SUN_KINGST~1 | 115 | 101 | 1030 | 2.76 | 0 | 2.76 | 2.76 | 0 | 0 | 0.00139 |  | 0
991144 | BAT_BROOK ~1 | 115 | 101 | 1030 | 209.96 | 0 | 209.96 | 209.96 | 0 | 0 | 0.00139 |  | 0
991152 | BAT_WAREHA~1 | 115 | 101 | 1030 | 244.22 | 0 | 348.18 | 244.22 | 0 | 103.96 | 0.00139 |  | 0
991155 | SUN_WAREHA~1 | 115 | 101 | 1030 | 9.5 | 0 | 9.5 | 9.5 | 0 | 0 | 0.00139 |  | 0
991171 | SUN BAT_WE~1 | 23 | 101 | 1032 | 0 | 0 | 0 | 0 | 0 | 0 | 0.00139 |  | 0
991156 | SUN BAT_VA~1 | 115 | 101 | 1030 | 9.98 | 0 | 9.98 | 9.98 | 0 | 0 | 0.00143 |  | 0
111095 | ANP BLKSTN 1 | 21 | 101 | 1023 | 0 | 0 | 0 | 0 | 0 | 0 | 0.00144 |  | 0
111096 | ANP BLKSTN 2 | 21 | 101 | 1023 | 0 | 0 | 0 | 0 | 0 | 0 | 0.00144 |  | 0
994264 | SUN_LITTLE~1 | 115 | 101 | 560 | 27 | 0 | 27 | 27 | 0 | 0 | 0.00144 |  | 0
111248 | WEST TISBURY | 14.4 | 101 | 1044 | 0 | 0 | 0 | 0 | 0 | 0 | 0.00145 |  | 0
111253 | OAK BLUFFS | 23 | 101 | 1043 | 0 | 0 | 0 | 0 | 0 | 0 | 0.00145 |  | 0
991204 | SUN BAT_FA~1 | 115 | 101 | 1040 | 0 | 0 | 0 | 0 | 0 | 0 | 0.00145 |  | 0
991245 | SUN BAT_SA~1 | 115 | 101 | 1040 | 0 | 0 | 0 | 0 | 0 | 0 | 0.00145 |  | 0
105110 | GRANITE DVAR | 0.48 | 101 | 524 | 0 | 0 | 0 | 0 | 0 | 0 | 0.00146 |  | 0
105113 | GRANITE_DIX | 1 | 101 | 524 | 6.34 | 0 | 6.34 | 6.34 | 0 | 0 | 0.00146 |  | 0
105117 | GW_FSH_AG 9A | 1 | 101 | 524 | 8.15 | 0 | 8.15 | 8.15 | 0 | 0 | 0.00146 |  | 0
105120 | GW_FSH_T33L | 1 | 101 | 524 | 0.91 | 0 | 0.91 | 0.91 | 0 | 0 | 0.00146 |  | 0
105123 | GW_FSH_T31L | 1 | 101 | 524 | 0.91 | 0 | 0.91 | 0.91 | 0 | 0 | 0.00146 |  | 0
105125 | GW_FSH_T32L | 1 | 101 | 524 | 0.91 | 0 | 0.91 | 0.91 | 0 | 0 | 0.00146 |  | 0
105128 | GRAN OWLAG | 1 | 101 | 524 | 4.53 | 0 | 4.53 | 4.53 | 0 | 0 | 0.00146 |  | 0
105132 | GW_OWL_T16L | 1 | 101 | 524 | 0.91 | 0 | 0.91 | 0.91 | 0 | 0 | 0.00146 |  | 0
105135 | GW_OWL_T15L | 1 | 101 | 524 | 0.91 | 0 | 0.91 | 0.91 | 0 | 0 | 0.00146 |  | 0
105138 | GW_OWL_T14L | 1 | 101 | 524 | 0.91 | 0 | 0.91 | 0.91 | 0 | 0 | 0.00146 |  | 0
105140 | GW_OWL_T13L | 1 | 101 | 524 | 0.91 | 0 | 0.91 | 0.91 | 0 | 0 | 0.00146 |  | 0
105143 | GW_OWL_T12L | 1 | 101 | 524 | 0.91 | 0 | 0.91 | 0.91 | 0 | 0 | 0.00146 |  | 0
105145 | GW_OWL_T11L | 1 | 101 | 524 | 0.91 | 0 | 0.91 | 0.91 | 0 | 0 | 0.00146 |  | 0
105147 | GW_OWL_T10L | 1 | 101 | 524 | 0.91 | 0 | 0.91 | 0.91 | 0 | 0 | 0.00146 |  | 0
105149 | GW_OWL_T09L | 1 | 101 | 524 | 0.91 | 0 | 0.91 | 0.91 | 0 | 0 | 0.00146 |  | 0
105151 | GW_OWL_T08L | 1 | 101 | 524 | 0.91 | 0 | 0.91 | 0.91 | 0 | 0 | 0.00146 |  | 0
105152 | SMITH HYDRO | 6.6 | 101 | 523 | 17.6 | 0 | 17.6 | 17.6 | 0 | 0 | 0.00146 |  | 0
105180 | PONTOOK HYD | 4.16 | 101 | 524 | 9.6 | 0 | 9.6 | 9.6 | 0 | 0 | 0.00146 |  | 0
105188 | BURGESS GEN | 13.8 | 101 | 523 | 65.38 | 0 | 65.38 | 65.38 | 0 | 0 | 0.00146 |  | 0
105193 | GLAKES BERLN | 23 | 101 | 524 | 25 | 0 | 25 | 25 | 0 | 0 | 0.00146 |  | 0
105194 | GORHAM HYDRO | 2.3 | 101 | 524 | 2.05 | 0 | 2.05 | 2.05 | 0 | 0 | 0.00146 |  | 0
105197 | JERICHO | 0.69 | 101 | 523 | 2.5 | 0 | 2.5 | 2.5 | 0 | 0 | 0.00146 |  | 0
105206 | LOST NATION | 13.2 | 101 | 524 | 14.1 | 0 | 14.1 | 14.1 | 0 | 0 | 0.00146 |  | 0
105219 | BETHLEHEM | 13.8 | 101 | 524 | 15.75 | 0 | 15.75 | 15.75 | 0 | 0 | 0.00146 |  | 0
105221 | WHITEFLD P&L | 13.8 | 101 | 524 | 18 | 0 | 18 | 18 | 0 | 0 | 0.00146 |  | 0
111202 | BARNSTABLE | 115 | 101 | 1040 | 0 | 0 | 0 | 0 | 0 | 0 | 0.00146 |  | 0
111346 | QP624_SC2 | 33 | 101 | 1040 | 0 | 0 | 0 | 0 | 0 | 0 | 0.00146 |  | 0
111347 | QP624_SC1 | 33 | 101 | 1040 | 0 | 0 | 0 | 0 | 0 | 0 | 0.00146 |  | 0
111365 | QP624-2B | 0.69 | 101 | 1043 | 0 | 0 | 0 | 0 | 0 | 0 | 0.00146 |  | 0
111366 | QP624-2A | 0.69 | 101 | 1043 | 0 | 0 | 0 | 0 | 0 | 0 | 0.00146 |  | 0
111367 | QP624-1B | 0.69 | 101 | 1043 | 0 | 0 | 0 | 0 | 0 | 0 | 0.00146 |  | 0
111368 | QP624-1A | 0.69 | 101 | 1043 | 0 | 0 | 0 | 0 | 0 | 0 | 0.00146 |  | 0
115978 | BUNKER CTG | 13.2 | 101 | 1170 | 0 | 0 | 0 | 0 | 0 | 0 | 0.00146 |  | 0
115979 | BUNKER BESS | 0.4 | 101 | 1170 | 0 | 0 | 0 | 0 | 0 | 0 | 0.00146 |  | 0
991135 | WND_W BARN~1 | 115 | 101 | 1040 | 0 | 0 | 0 | 0 | 0 | 0 | 0.00146 |  | 0
991202 | WND_BARNST~1 | 115 | 101 | 1040 | 0 | 0 | 0 | 0 | 0 | 0 | 0.00146 |  | 0
991207 | SUN BAT_HA~1 | 115 | 101 | 1040 | 0 | 0 | 0 | 0 | 0 | 0 | 0.00146 |  | 0
991215 | SUN BAT_MA~1 | 115 | 101 | 1040 | 0 | 0 | 0 | 0 | 0 | 0 | 0.00146 |  | 0
994210 | SUN_PARIS | 115 | 101 | 520 | 45 | 0 | 45 | 45 | 0 | 0 | 0.00146 |  | 0
994220 | WAT BAT_BE~1 | 115 | 101 | 520 | 15 | 0 | 15 | 15 | 0 | 0 | 0.00146 |  | 0
994231 | SUNBAT_Ber~1 | 115 | 101 | 520 | 113.01 | 0 | 113.01 | 113.01 | 0 | 0 | 0.00146 |  | 0
111251 | CANAL G1 | 18 | 101 | 1043 | 0 | 0 | 0 | 0 | 0 | 0 | 0.00148 |  | 0
111252 | CANAL G2 | 18 | 101 | 1043 | 141.02 | 0 | 576.37 | 141.02 | 0 | 435.35 | 0.00148 |  | 0
111256 | CANAL 3 CTG | 25 | 101 | 1043 | 333 | 0 | 333 | 333 | 0 | 0 | 0.00148 |  | 0
991133 | BAT_CARVER | 345 | 101 | 1030 | 150 | 0 | 150 | 150 | 0 | 0 | 0.00148 |  | 0
991134 | WND_W BARN~1 | 345 | 101 | 1030 | 0 | 0 | 0 | 0 | 0 | 0 | 0.00148 |  | 0
106044 | MOORE G1 | 13.8 | 101 | 400 | 51.82 | 0 | 51.82 | 51.82 | 0 | 0 | 0.00149 |  | 0
111084 | NEA BELL GT1 | 13.8 | 101 | 1023 | 0 | 0 | 0 | 0 | 0 | 0 | 0.0015 |  | 0
111085 | NEA BELL GT2 | 13.8 | 101 | 1023 | 0 | 0 | 0 | 0 | 0 | 0 | 0.0015 |  | 0
111086 | NEA BELL ST1 | 13.8 | 101 | 1023 | 0 | 0 | 0 | 0 | 0 | 0 | 0.0015 |  | 0
121570 | TUNNEL JET | 13.2 | 101 | 1634 | 0 | 0 | 0 | 0 | 0 | 0 | 0.0015 |  | 0
121571 | FUSION_GEN | 0.38 | 101 | 1634 | 0 | 0 | 0 | 0 | 0 | 0 | 0.0015 |  | 0
121586 | FOXWOODS G1 | 4.16 | 101 | 1634 | 0 | 0 | 0 | 0 | 0 | 0 | 0.0015 |  | 0
121788 | LISBON | 4.16 | 101 | 1633 | 0 | 0 | 0 | 0 | 0 | 0 | 0.0015 |  | 0
990783 | WND_PILGRIM | 345 | 101 | 1020 | 0 | 0 | 0 | 0 | 0 | 0 | 0.0015 |  | 0
999583 | SUN_TUNNEL | 115 | 101 | 1630 | 0 | 0 | 0 | 0 | 0 | 0 | 0.0015 |  | 0
106046 | MOORE G3 | 13.8 | 101 | 400 | 47.27 | 0 | 47.27 | 47.27 | 0 | 0 | 0.00153 |  | 0
114862 | ANP BLLNGHM2 | 21 | 101 | 1140 | 0 | 0 | 0 | 0 | 0 | 0 | 0.00154 |  | 0
114861 | ANP BLLNGHM1 | 21 | 101 | 1140 | 0 | 0 | 0 | 0 | 0 | 0 | 0.00155 |  | 0
121587 | FOXWOODS G2 | 4.16 | 101 | 1634 | 0 | 0 | 0 | 0 | 0 | 0 | 0.00155 |  | 0
999672 | BAT_MYSTIC~2 | 115 | 101 | 1630 | 0 | 0 | 0 | 0 | 0 | 0 | 0.00155 |  | 0
121579 | NORWICH JET | 13.8 | 101 | 1633 | 0 | 0 | 0 | 0 | 0 | 0 | 0.00156 |  | 0
121590 | SECREC | 13.2 | 101 | 1633 | 0 | 0 | 0 | 0 | 0 | 0 | 0.00156 |  | 0
106045 | MOORE G2 | 13.8 | 101 | 400 | 47.27 | 0 | 47.27 | 47.27 | 0 | 0 | 0.00161 |  | 0
996009 | WAT_MOORE ~1 | 230 | 101 | 400 | 4.6 | 0 | 4.6 | 4.6 | 0 | 0 | 0.00161 |  | 0
106047 | MOORE G4 | 13.8 | 101 | 400 | 47.27 | 0 | 47.27 | 47.27 | 0 | 0 | 0.00162 |  | 0
105271 | WHITELAKE_JT | 13.8 | 101 | 564 | 18.1 | 0 | 18.1 | 18.1 | 0 | 0 | 0.00163 |  | 0
105276 | TAMWORTH GEN | 13.8 | 101 | 564 | 21.15 | 0 | 21.15 | 21.15 | 0 | 0 | 0.00163 |  | 0
105288 | GROTON G1 | 0.69 | 101 | 564 | 4.88 | 0 | 4.88 | 4.88 | 0 | 0 | 0.00164 |  | 0
105290 | GROTON G2 | 0.69 | 101 | 564 | 4.88 | 0 | 4.88 | 4.88 | 0 | 0 | 0.00164 |  | 0
105291 | GROTON DVAR | 0.48 | 101 | 564 | 0 | 0 | 0 | 0 | 0 | 0 | 0.00164 |  | 0
990770 | BAT_W MEDW~1 | 345 | 101 | 1020 | 250 | 0 | 250 | 250 | 0 | 0 | 0.00164 |  | 0
106040 | COMERFORD G1 | 13.8 | 101 | 400 | 32.24 | 0 | 32.24 | 32.24 | 0 | 0 | 0.00165 |  | 0
106041 | COMERFORD G2 | 13.8 | 101 | 400 | 44.63 | 0 | 44.63 | 44.63 | 0 | 0 | 0.00165 |  | 0
106042 | COMERFORD G3 | 13.8 | 101 | 400 | 44.63 | 0 | 44.63 | 44.63 | 0 | 0 | 0.00165 |  | 0
106043 | COMERFORD G4 | 13.8 | 101 | 400 | 44.63 | 0 | 44.63 | 44.63 | 0 | 0 | 0.00165 |  | 0
996003 | SUN_COMERF~1 | 230 | 101 | 400 | 76.25 | 0 | 76.25 | 76.25 | 0 | 0 | 0.00165 |  | 0
105297 | BRIDGEWATER | 13.8 | 101 | 564 | 15.75 | 0 | 15.75 | 15.75 | 0 | 0 | 0.00168 |  | 0
105310 | ALEXANDRIA_G | 13.8 | 101 | 564 | 16.5 | 0 | 16.5 | 16.5 | 0 | 0 | 0.00171 |  | 0
105317 | AYERS ISLAND | 2.3 | 101 | 564 | 9.08 | 0 | 9.08 | 9.08 | 0 | 0 | 0.00171 |  | 0
121656 | MILLSTONE_G2 | 24 | 101 | 1633 | 934.5 | 0 | 934.5 | 934.5 | 0 | 0 | 0.00175 |  | 0
121657 | MILLSTONE_G3 | 24 | 101 | 1633 | 1283 | 0 | 1283 | 1283 | 0 | 0 | 0.00175 |  | 0
999194 | NUC_MILLST~1 | 345 | 101 | 1630 | 0 | 0 | 0 | 0 | 0 | 0 | 0.00175 |  | 0
105324 | EASTMAN FALS | 2.4 | 101 | 564 | 6.47 | 0 | 6.47 | 6.47 | 0 | 0 | 0.00176 |  | 0
105334 | LACONIA | 34.5 | 101 | 562 | 0.89 | 0 | 0.89 | 0.89 | 0 | 0 | 0.00176 |  | 0
110950 | W MEDWAY J2 | 13.8 | 101 | 1023 | 0 | 0 | 0 | 0 | 0 | 0 | 0.00176 |  | 0
110951 | W MEDWAY JET | 13.8 | 101 | 1023 | 0 | 0 | 0 | 0 | 0 | 0 | 0.00176 |  | 0
994418 | SUN_WEBSTER | 115 | 101 | 560 | 19.9 | 0 | 19.9 | 19.9 | 0 | 0 | 0.00176 |  | 0
121647 | MONTVILLE | 2.4 | 101 | 1633 | 0 | 0 | 0 | 0 | 0 | 0 | 0.00177 |  | 0
121645 | MONTVILLE_G5 | 13.8 | 101 | 1633 | 0 | 0 | 0 | 0 | 0 | 0 | 0.00185 |  | 0
121646 | MONTVILLE_G6 | 22 | 101 | 1633 | 24.5 | 0 | 410 | 24.5 | 0 | 385.5 | 0.00185 |  | 0
121835 | RAND WHITNEY | 13.8 | 101 | 1634 | 0 | 0 | 0 | 0 | 0 | 0 | 0.00185 |  | 0
999718 | WND_MONTVI~1 | 115 | 101 | 1630 | 0 | 0 | 0 | 0 | 0 | 0 | 0.00185 |  | 0
999768 | SUN_WATERF~1 | 115 | 101 | 1630 | 0 | 0 | 0 | 0 | 0 | 0 | 0.00185 |  | 0
122041 | MIDDLETWN_G2 | 13.8 | 101 | 1713 | 121.29 | 0 | 121.29 | 121.29 | 0 | 0 | 0.00198 |  | 0
122042 | MIDDLETWN_G3 | 22 | 101 | 1713 | 231.71 | 0 | 231.71 | 231.71 | 0 | 0 | 0.00198 |  | 0
122044 | MIDDLETWN_10 | 13.2 | 101 | 1713 | 0 | 0 | 0 | 0 | 0 | 0 | 0.00198 |  | 0
105357 | FARMWOOD_SC1 | 12.5 | 101 | 563 | 0 | 0 | 0 | 0 | 0 | 0 | 0.0023 |  | 0
105358 | FARMWOOD_SC2 | 12.5 | 101 | 563 | 0 | 0 | 0 | 0 | 0 | 0 | 0.0023 |  | 0
105362 | WES CONCORD | 4.16 | 101 | 644 | 13 | 0 | 13 | 13 | 0 | 0 | 0.0023 |  | 0
993264 | SUN_MILLBURY | 345 | 101 | 1110 | 0 | 0 | 0 | 0 | 0 | 0 | 0.0023 |  | 0
995034 | SUN_S-MILF~1 | 115 | 101 | 640 | 16 | 0 | 16 | 16 | 0 | 0 | 0.00239 |  | 0
122030 | KLEEN_C1 | 16.5 | 101 | 1713 | 180.65 | 0 | 180.65 | 180.65 | 0 | 0 | 0.00241 |  | 0
122031 | KLEEN_C2 | 16.5 | 101 | 1713 | 180.65 | 0 | 180.65 | 180.65 | 0 | 0 | 0.00241 |  | 0
122032 | KLEEN_S1 | 18 | 101 | 1713 | 258.7 | 0 | 258.7 | 258.7 | 0 | 0 | 0.00241 |  | 0
105700 | AMOSKEAG N. | 2.3 | 101 | 644 | 8.75 | 0 | 8.75 | 8.75 | 0 | 0 | 0.00261 |  | 0
105701 | AMOSKEAG S. | 2.3 | 101 | 644 | 8.75 | 0 | 8.75 | 8.75 | 0 | 0 | 0.00261 |  | 0
105374 | GARVINS HYD | 11 | 101 | 644 | 7.66 | 0 | 7.66 | 7.66 | 0 | 0 | 0.00268 |  | 0
105375 | HOOKSET HYD | 11 | 101 | 644 | 7.15 | 0 | 7.15 | 7.15 | 0 | 0 | 0.00268 |  | 0
994484 | SUN_GARVINS | 115 | 101 | 640 | 17.5 | 0 | 17.5 | 17.5 | 0 | 0 | 0.00268 |  | 0
994502 | WND_PINE H~1 | 115 | 101 | 640 | 4.98 | 0 | 4.98 | 4.98 | 0 | 0 | 0.00271 |  | 0
105385 | MERRIMACK_G1 | 14.4 | 101 | 643 | 112.5 | 0 | 112.5 | 112.5 | 0 | 0 | 0.00273 |  | 0
105386 | MERRIMACK_G2 | 24 | 101 | 643 | 335.49 | 0 | 335.49 | 335.49 | 0 | 0 | 0.00273 |  | 0
105387 | MERRIMACK_CT | 13.8 | 101 | 643 | 35.4 | 0 | 35.4 | 35.4 | 0 | 0 | 0.00273 |  | 0
994990 | SUN_FITZWI~1 | 115 | 101 | 680 | 0 | 0 | 0 | 0 | 0 | 0 | 0.00273 |  | 0
105633 | GRANITE R ST | 16 | 101 | 643 | 231.83 | 0 | 231.83 | 231.83 | 0 | 0 | 0.00294 |  | 0
990488 | NG_BLACK R~1 | 115 | 101 | 1670 | 0 | 0 | 0 | 0 | 0 | 0 | 0.003 |  | 0
122043 | MIDDLETWN_G4 | 22 | 101 | 1713 | 402 | 0 | 402 | 402 | 0 | 0 | 0.00304 |  | 0
122046 | MIDDLETWN_12 | 13.8 | 101 | 1713 | 0 | 0 | 0 | 0 | 0 | 0 | 0.00304 |  | 0
122047 | MIDDLETWN_13 | 13.8 | 101 | 1713 | 0 | 0 | 0 | 0 | 0 | 0 | 0.00304 |  | 0
122048 | MIDDLETWN_14 | 13.8 | 101 | 1713 | 0 | 0 | 0 | 0 | 0 | 0 | 0.00304 |  | 0
122049 | MIDDLETWN_15 | 13.8 | 101 | 1713 | 0 | 0 | 0 | 0 | 0 | 0 | 0.00304 |  | 0
994704 | SUN_BRENTW~1 | 115 | 101 | 600 | 10 | 0 | 10 | 10 | 0 | 0 | 0.00305 |  | 0
105415 | ROCH LANDFIL | 4.16 | 101 | 604 | 4.98 | 0 | 4.98 | 4.98 | 0 | 0 | 0.00306 |  | 0
994517 | SUN_EASTPORT | 115 | 101 | 600 | 38 | 0 | 38 | 38 | 0 | 0 | 0.00306 |  | 0
105882 | MINES FALLS | 34.5 | 101 | 644 | 0.83 | 0 | 0.83 | 0.83 | 0 | 0 | 0.00307 |  | 0
105450 | SCHILLER_G4 | 13.8 | 101 | 603 | 47.5 | 0 | 47.5 | 47.5 | 0 | 0 | 0.00309 |  | 0
105451 | SCHILLER_G5 | 13.8 | 101 | 603 | 49.6 | 0 | 49.6 | 49.6 | 0 | 0 | 0.00309 |  | 0
105452 | SCHILLER_G6 | 13.8 | 101 | 603 | 48 | 0 | 48 | 48 | 0 | 0 | 0.00309 |  | 0
105454 | SCHILLER JET | 13.8 | 101 | 604 | 17.62 | 0 | 17.62 | 17.62 | 0 | 0 | 0.00309 |  | 0
100351 | KIBBY STRNG1 | 1 | 101 | 144 | 6.03 | 0 | 6.03 | 6.03 | 0 | 0 | 0.00317 |  | 0
100352 | KIBBY STRNG2 | 1 | 101 | 144 | 0 | 0 | 0 | 0 | 0 | 0 | 0.00317 |  | 0
100353 | KIBBY STRNG3 | 1 | 101 | 144 | 6.03 | 0 | 6.03 | 6.03 | 0 | 0 | 0.00317 |  | 0
100354 | KIBBY STRNG4 | 1 | 101 | 144 | 4.17 | 0 | 4.17 | 4.17 | 0 | 0 | 0.00317 |  | 0
100355 | KIBBY W DVAR | 34.5 | 101 | 144 | 0 | 0 | 0 | 0 | 0 | 0 | 0.00317 |  | 0
100356 | HARRIS HY T1 | 13.8 | 101 | 113 | 17 | 0 | 17 | 17 | 0 | 0 | 0.00317 |  | 0
100357 | HARRIS HY T2 | 13.8 | 101 | 113 | 0 | 0 | 0 | 0 | 0 | 0 | 0.00317 |  | 0
100358 | HARRIS HY T3 | 13.8 | 101 | 113 | 0 | 0 | 0 | 0 | 0 | 0 | 0.00317 |  | 0
100359 | VERJAY RILEY | 2.4 | 101 | 114 | 6.6 | 0 | 6.6 | 6.6 | 0 | 0 | 0.00317 |  | 0
100360 | WYMAN HYD#1 | 13.8 | 101 | 113 | 29.01 | 0 | 29.01 | 29.01 | 0 | 0 | 0.00317 |  | 0
100361 | WYMAN HYD#2 | 13.8 | 101 | 113 | 29.9 | 0 | 29.9 | 29.9 | 0 | 0 | 0.00317 |  | 0
100362 | WYMAN HYD#3 | 13.8 | 101 | 113 | 0 | 0 | 0 | 0 | 0 | 0 | 0.00317 |  | 0
100363 | WILLIAMS #1 | 6.9 | 101 | 113 | 8.22 | 0 | 8.22 | 8.22 | 0 | 0 | 0.00317 |  | 0
100364 | WILLIAMS #2 | 6.9 | 101 | 113 | 0 | 0 | 0 | 0 | 0 | 0 | 0.00317 |  | 0
100367 | YARMOUTH #3 | 14.4 | 101 | 113 | 116 | 0 | 116 | 116 | 0 | 0 | 0.00317 |  | 0
100368 | YARMOUTH #4 | 22 | 101 | 113 | 0 | 0 | 0 | 0 | 0 | 0 | 0.00317 |  | 0
100370 | AEI LIVERMRE | 13.8 | 101 | 113 | 35.3 | 0 | 35.3 | 35.3 | 0 | 0 | 0.00317 |  | 0
100372 | SEA STRATTON | 13.8 | 101 | 113 | 0 | 0 | 0 | 0 | 0 | 0 | 0.00317 |  | 0
100377 | VERSOCOGEN#1 | 13.8 | 101 | 113 | 0 | 0 | 0 | 0 | 0 | 0 | 0.00317 |  | 0
100378 | VERSOCOGEN#2 | 13.8 | 101 | 113 | 44.64 | 0 | 45.17 | 44.64 | 0 | 0.53 | 0.00317 |  | 0
100379 | VERSOCOGEN#3 | 13.8 | 101 | 113 | 44.1 | 0 | 44.1 | 44.1 | 0 | 0 | 0.00317 |  | 0
100381 | RUMFORD PA C | 18 | 101 | 113 | 160.06 | 0 | 160.06 | 160.06 | 0 | 0 | 0.00317 |  | 0
100382 | RUMFORD PA S | 13.8 | 101 | 113 | 84.88 | 0 | 84.88 | 84.88 | 0 | 0 | 0.00317 |  | 0
100386 | WESTBROOK C1 | 18 | 101 | 113 | 174.71 | 0 | 174.71 | 174.71 | 0 | 0 | 0.00317 |  | 0
100387 | WESTBROOK C2 | 18 | 101 | 113 | 174.71 | 0 | 174.71 | 174.71 | 0 | 0 | 0.00317 |  | 0
100388 | WESTBROOK ST | 18 | 101 | 113 | 180.58 | 0 | 180.58 | 180.58 | 0 | 0 | 0.00317 |  | 0
100389 | BUCKSPORT G4 | 18 | 101 | 113 | 160.3 | 0 | 160.3 | 160.3 | 0 | 0 | 0.00317 |  | 0
100398 | RUMF FLS LH1 | 11.5 | 101 | 114 | 6.77 | 0 | 6.77 | 6.77 | 0 | 0 | 0.00317 |  | 0
100399 | RUMF FLS LH2 | 11.5 | 101 | 114 | 6.77 | 0 | 6.77 | 6.77 | 0 | 0 | 0.00317 |  | 0
100410 | HYD KENNEBEC | 4.16 | 101 | 113 | 7.83 | 0 | 7.83 | 7.83 | 0 | 0 | 0.00317 |  | 0
100411 | RUMF FLS UH4 | 4.16 | 101 | 114 | 0 | 0 | 0 | 0 | 0 | 0 | 0.00317 |  | 0
100412 | RUMF FLS UH2 | 11.5 | 101 | 114 | 15.45 | 0 | 15.45 | 15.45 | 0 | 0 | 0.00317 |  | 0
100413 | RUMF FLS UH1 | 11.5 | 101 | 114 | 7.2 | 0 | 7.2 | 7.2 | 0 | 0 | 0.00317 |  | 0
100416 | NEWPAGE BUS3 | 13.8 | 101 | 112 | 10 | 0 | 10 | 10 | 0 | 0 | 0.00317 |  | 0
100418 | SAPPI WBRK 9 | 13.8 | 101 | 112 | 32.12 | 0 | 32.12 | 32.12 | 0 | 0 | 0.00317 |  | 0
100419 | SAPPI WBRK10 | 13.8 | 101 | 112 | 10.95 | 0 | 10.95 | 10.95 | 0 | 0 | 0.00317 |  | 0
100420 | VERSO JAY A | 13.8 | 101 | 112 | 34.5 | 0 | 34.5 | 34.5 | 0 | 0 | 0.00317 |  | 0
100421 | VERSO JAY B | 13.8 | 101 | 112 | 34.5 | 0 | 34.5 | 34.5 | 0 | 0 | 0.00317 |  | 0
100422 | SAPPI SMSTG1 | 13.8 | 101 | 114 | 0 | 0 | 0 | 0 | 0 | 0 | 0.00317 |  | 0
100423 | SAPPI SMSTG2 | 13.8 | 101 | 114 | 60 | 0 | 60 | 60 | 0 | 0 | 0.00317 |  | 0
100425 | NEWPAGE COGN | 13.8 | 101 | 113 | 119 | 1 | 119 | 119 | 0 | 0 | 0.00317 |  | 0
100427 | VERJAY LVRHY | 2.3 | 101 | 114 | 6 | 0 | 6 | 6 | 0 | 0 | 0.00317 |  | 0
100428 | VERJAY JAYHY | 4.16 | 101 | 114 | 3 | 0 | 3 | 3 | 0 | 0 | 0.00317 |  | 0
100431 | VERJAY OTIS | 4.16 | 101 | 114 | 10.4 | 0 | 10.4 | 10.4 | 0 | 0 | 0.00317 |  | 0
100432 | VERSO JAY C | 13.8 | 101 | 112 | 39.6 | 0 | 39.6 | 39.6 | 0 | 0 | 0.00317 |  | 0
100448 | BONNY EAGLE | 2.4 | 101 | 114 | 0 | 0 | 0 | 0 | 0 | 0 | 0.00317 |  | 0
100449 | HIRAM HYDRO | 2.4 | 101 | 114 | 11.6 | 0 | 11.6 | 11.6 | 0 | 0 | 0.00317 |  | 0
100450 | ATHENS | 13.8 | 101 | 112 | 0 | 0 | 0 | 0 | 0 | 0 | 0.00317 |  | 0
100460 | MONTY HYDRO | 12 | 101 | 114 | 28 | 0 | 28 | 28 | 0 | 0 | 0.00317 |  | 0
100461 | HARRIS HYD4 | 2.4 | 101 | 114 | 0 | 0 | 0 | 0 | 0 | 0 | 0.00317 |  | 0
100462 | DEER RIPS | 13.2 | 101 | 114 | 9.2 | 0 | 9.2 | 9.2 | 0 | 0 | 0.00317 |  | 0
100463 | SKELTON HYD2 | 6.9 | 101 | 114 | 0 | 0 | 0 | 0 | 0 | 0 | 0.00317 |  | 0
100464 | ECO ME PTRR | 13.2 | 101 | 114 | 0 | 0 | 0 | 0 | 0 | 0 | 0.00317 |  | 0
100465 | CAPE GT 4 | 13.2 | 101 | 113 | 0 | 0 | 0 | 0 | 0 | 0 | 0.00317 |  | 0
100466 | CAPE GT 5 | 13.2 | 101 | 113 | 0 | 0 | 0 | 0 | 0 | 0 | 0.00317 |  | 0
100468 | WESTON HYDRO | 7.2 | 101 | 114 | 0 | 0 | 0 | 0 | 0 | 0 | 0.00317 |  | 0
100469 | MILLER HYDRO | 4.16 | 101 | 114 | 19.4 | 0 | 19.4 | 19.4 | 0 | 0 | 0.00317 |  | 0
100470 | PEJEPSCOT | 4.16 | 101 | 114 | 10.21 | 0 | 10.21 | 10.21 | 0 | 0 | 0.00317 |  | 0
100471 | BRUNSWICK | 13.2 | 101 | 114 | 20.2 | 0 | 20.2 | 20.2 | 0 | 0 | 0.00317 |  | 0
100473 | SKELTON HYD1 | 6.9 | 101 | 114 | 0 | 0 | 0 | 0 | 0 | 0 | 0.00317 |  | 0
100474 | CATRACT EAST | 11.5 | 101 | 114 | 8.9 | 0 | 8.9 | 8.9 | 0 | 0 | 0.00317 |  | 0
100475 | NORTH GORHAM | 13.2 | 101 | 114 | 0 | 0 | 0 | 0 | 0 | 0 | 0.00317 |  | 0
100476 | BAR MILLS HY | 2.4 | 101 | 114 | 0 | 0 | 0 | 0 | 0 | 0 | 0.00317 |  | 0
100477 | SHAWMUT G1-3 | 2.4 | 101 | 114 | 0 | 0 | 0 | 0 | 0 | 0 | 0.00317 |  | 0
100478 | SHAWMUT G4-6 | 2.4 | 101 | 114 | 0 | 0 | 0 | 0 | 0 | 0 | 0.00317 |  | 0
100479 | LOCKWOOD HYD | 4 | 101 | 114 | 0 | 0 | 0 | 0 | 0 | 0 | 0.00317 |  | 0
100480 | SHAWMUT G7-8 | 4 | 101 | 114 | 0 | 0 | 0 | 0 | 0 | 0 | 0.00317 |  | 0
100481 | W BUXTON HYD | 2.3 | 101 | 114 | 0 | 0 | 0 | 0 | 0 | 0 | 0.00317 |  | 0
100483 | AZISCOHOS HY | 4.16 | 101 | 114 | 6.8 | 0 | 6.8 | 6.8 | 0 | 0 | 0.00317 |  | 0
100484 | SANFORD | 34.5 | 101 | 112 | 0 | 0 | 0 | 0 | 0 | 0 | 0.00317 |  | 0
100485 | GULF ISL G1 | 13.2 | 101 | 114 | 6.14 | 0 | 6.14 | 6.14 | 0 | 0 | 0.00317 |  | 0
100486 | GULF ISL G2 | 13.2 | 101 | 114 | 0 | 0 | 0 | 0 | 0 | 0 | 0.00317 |  | 0
100487 | GULF ISL G3 | 13.2 | 101 | 114 | 0 | 0 | 0 | 0 | 0 | 0 | 0.00317 |  | 0
100492 | CASCO BATT | 0.53 | 101 | 113 | 0 | 0 | 0 | 0 | 0 | 0 | 0.00317 |  | 0
100562 | ROXWIND_WTG | 0.69 | 101 | 114 | 0 | 0 | 0 | 0 | 0 | 0 | 0.00317 |  | 0
100688 | MADP ANSONHY | 4.16 | 101 | 134 | 7.01 | 0 | 7.01 | 7.01 | 0 | 0 | 0.00317 |  | 0
100689 | MADP ABNKI 5 | 4.16 | 101 | 134 | 0 | 0 | 0 | 0 | 0 | 0 | 0.00317 |  | 0
100690 | MADP ABNKI 6 | 4.2 | 101 | 134 | 0 | 0 | 0 | 0 | 0 | 0 | 0.00317 |  | 0
100707 | RCRDHL STR1 | 0.69 | 101 | 114 | 6.8 | 0 | 6.8 | 6.8 | 0 | 0 | 0.00317 |  | 0
100708 | RCRDHL STR2 | 0.69 | 101 | 114 | 6.8 | 0 | 6.8 | 6.8 | 0 | 0 | 0.00317 |  | 0
100716 | CANTON | 6 | 101 | 114 | 0 | 0 | 0 | 0 | 0 | 0 | 0.00317 |  | 0
100721 | SPRUCEMT WND | 0.69 | 101 | 114 | 0 | 0 | 0 | 0 | 0 | 0 | 0.00317 |  | 0
100724 | SADLBCK_G | 6 | 101 | 114 | 3.75 | 0 | 3.75 | 3.75 | 0 | 0 | 0.00317 |  | 0
100735 | BINGHAM G1 | 0.65 | 101 | 113 | 0 | 0 | 0 | 0 | 0 | 0 | 0.00317 |  | 0
100736 | BINGHAM G2 | 0.65 | 101 | 113 | 4.98 | 0 | 4.98 | 4.98 | 0 | 0 | 0.00317 |  | 0
100737 | BINGHAM G3 | 0.65 | 101 | 113 | 6.09 | 0 | 6.09 | 6.09 | 0 | 0 | 0.00317 |  | 0
100738 | BINGHAM G4 | 0.65 | 101 | 113 | 5.53 | 0 | 5.53 | 5.53 | 0 | 0 | 0.00317 |  | 0
100739 | BINGHAM G5 | 0.65 | 101 | 113 | 8.3 | 0 | 8.3 | 8.3 | 0 | 0 | 0.00317 |  | 0
100749 | BINGHAM S1 | 12.5 | 101 | 113 | 0 | 0 | 0 | 0 | 0 | 0 | 0.00317 |  | 0
100777 | PITTFD_GEN | 0.4 | 101 | 113 | 0 | 0 | 0 | 0 | 0 | 0 | 0.00317 |  | 0
100851 | ANDOVER | 12 | 101 | 112 | 0 | 0 | 0 | 0 | 0 | 0 | 0.00317 |  | 0
100870 | FRMSLR_AGG | 0.6 | 101 | 113 | 0 | 0 | 0 | 0 | 0 | 0 | 0.00317 |  | 0
101062 | RICE RIPS | 34.5 | 101 | 112 | 0 | 0 | 0 | 0 | 0 | 0 | 0.00317 |  | 0
102101 | PITTSFIELD_H | 4 | 101 | 112 | 0 | 0 | 0 | 0 | 0 | 0 | 0.00317 |  | 0
102195 | MECH FLS HYD | 34.5 | 101 | 112 | 0 | 0 | 0 | 0 | 0 | 0 | 0.00317 |  | 0
103050 | STSN_CL1 AGG | 0.57 | 101 | 363 | 0 | 0 | 0 | 0 | 0 | 0 | 0.00317 |  | 0
103051 | STSN_CL2 AGG | 0.57 | 101 | 363 | 0 | 0 | 0 | 0 | 0 | 0 | 0.00317 |  | 0
103052 | STSN_CL3 AGG | 0.57 | 101 | 363 | 0 | 0 | 0 | 0 | 0 | 0 | 0.00317 |  | 0
103060 | MIS G1 | 18 | 101 | 353 | 0 | 0 | 0 | 0 | 0 | 0 | 0.00317 |  | 0
103061 | MIS G2 | 18 | 101 | 353 | 115.24 | 0 | 157.84 | 115.24 | 0 | 42.6 | 0.00317 |  | 0
103062 | MIS ST | 18 | 101 | 353 | 176.98 | 0 | 176.98 | 176.98 | 0 | 0 | 0.00317 |  | 0
103066 | PERC | 13.8 | 101 | 353 | 21.76 | 0 | 21.76 | 21.76 | 0 | 0 | 0.00317 |  | 0
103067 | INDECK 5GT | 12.5 | 101 | 353 | 0 | 0 | 0 | 0 | 0 | 0 | 0.00317 |  | 0
103069 | WEST ENFIELD | 13.2 | 101 | 364 | 0 | 0 | 0 | 0 | 0 | 0 | 0.00317 |  | 0
103070 | INDECK 6GT | 12.5 | 101 | 384 | 24.5 | 0 | 24.5 | 24.5 | 0 | 0 | 0.00317 |  | 0
103076 | PPL MILFORD | 4.16 | 101 | 354 | 0 | 0 | 0 | 0 | 0 | 0 | 0.00317 |  | 0
103077 | OT MILL_ST | 4.16 | 101 | 352 | 0 | 0 | 0 | 0 | 0 | 0 | 0.00317 |  | 0
103079 | ELLSWRTH HYD | 2.3 | 101 | 374 | 0 | 0 | 0 | 0 | 0 | 0 | 0.00317 |  | 0
103090 | ROLNS C1 AGG | 0.69 | 101 | 364 | 0 | 0 | 0 | 0 | 0 | 0 | 0.00317 |  | 0
103093 | ROLNS C2 AGG | 0.69 | 101 | 364 | 0 | 0 | 0 | 0 | 0 | 0 | 0.00317 |  | 0
103107 | DOLBY HYDRO8 | 6.9 | 101 | 364 | 3.01 | 0 | 3.01 | 3.01 | 0 | 0 | 0.00317 |  | 0
103119 | WELDON HYDRO | 6.9 | 101 | 364 | 18.54 | 0 | 18.54 | 18.54 | 0 | 0 | 0.00317 |  | 0
103123 | MILLNKT HY18 | 13.8 | 101 | 364 | 15.76 | 0 | 15.76 | 15.76 | 0 | 0 | 0.00317 |  | 0
103124 | MILLNKT HY25 | 6.9 | 101 | 364 | 23.33 | 0 | 23.33 | 23.33 | 0 | 0 | 0.00317 |  | 0
103129 | HANCOCK_DVAR | 0.48 | 101 | 381 | 0 | 0 | 0 | 0 | 0 | 0 | 0.00317 |  | 0
103131 | EMILLNCKT HY | 6.9 | 101 | 364 | 9.27 | 0 | 9.27 | 9.27 | 0 | 0 | 0.00317 |  | 0
103132 | DOLBY HYDRO | 6.9 | 101 | 364 | 14.37 | 0 | 14.37 | 14.37 | 0 | 0 | 0.00317 |  | 0
103133 | MCKAY GEN1 | 6.9 | 101 | 363 | 10.43 | 0 | 10.43 | 10.43 | 0 | 0 | 0.00317 |  | 0
103134 | MCKAY GEN2 | 6.9 | 101 | 363 | 10.43 | 0 | 10.43 | 10.43 | 0 | 0 | 0.00317 |  | 0
103135 | MCKAY GEN3 | 6.9 | 101 | 363 | 11.36 | 0 | 11.36 | 11.36 | 0 | 0 | 0.00317 |  | 0
103140 | BULL HIL WND | 0.65 | 101 | 384 | 0 | 0 | 0 | 0 | 0 | 0 | 0.00317 |  | 0
103141 | NORTHTWIN HY | 2.3 | 101 | 364 | 9.5 | 0 | 9.5 | 9.5 | 0 | 0 | 0.00317 |  | 0
103143 | OAKFIELD_SC | 12.5 | 101 | 364 | 0 | 0 | 0 | 0 | 0 | 0 | 0.00317 |  | 0
103147 | OAKFIELD_STR | 0.65 | 101 | 364 | 0 | 0 | 0 | 0 | 0 | 0 | 0.00317 |  | 0
103152 | PISG_GEN_EQV | 0.69 | 101 | 353 | 0 | 0 | 0 | 0 | 0 | 0 | 0.00317 |  | 0
103166 | PASSADGENAG1 | 0.65 | 101 | 353 | 0 | 0 | 0 | 0 | 0 | 0 | 0.00317 |  | 0
103169 | PASSADGENAG2 | 0.65 | 101 | 353 | 0 | 0 | 0 | 0 | 0 | 0 | 0.00317 |  | 0
103170 | PASSAD CDVAR | 0.48 | 101 | 353 | 0 | 0 | 0 | 0 | 0 | 0 | 0.00317 |  | 0
103173 | HANCOCK_AGC1 | 0.6 | 101 | 384 | 0 | 0 | 0 | 0 | 0 | 0 | 0.00317 |  | 0
103174 | HANCOCK_AGC2 | 0.6 | 101 | 384 | 0 | 0 | 0 | 0 | 0 | 0 | 0.00317 |  | 0
105257 | SACO VLY_SC1 | 12.5 | 101 | 563 | 0 | 0 | 0 | 0 | 0 | 0 | 0.00317 |  | 0
105258 | SACO VLY_SC2 | 12.5 | 101 | 563 | 0 | 0 | 0 | 0 | 0 | 0 | 0.00317 |  | 0
911597 | NBNE_CLCOV | 345 | 105 | 15 | 700 | 0 | 700 | 700 | 0 | 0 | 0.00317 |  | 0
911600 | QP670-PV | 0.6 | 101 | 110 | 77.1 | 0 | 77.1 | 77.1 | 0 | 0 | 0.00317 |  | 0
990180 | SUN_LOVELL | 115 | 101 | 110 | 0 | 0 | 0 | 0 | 0 | 0 | 0.00317 |  | 0
992036 | SUN_WARREN | 34.5 | 101 | 112 | 6.93 | 0 | 6.93 | 6.93 | 0 | 0 | 0.00317 |  | 0
992221 | SUN_WASHIN~1 | 34.5 | 101 | 112 | 5 | 0 | 5 | 5 | 0 | 0 | 0.00317 |  | 0
100758 | SANFORD G1 | 0.6 | 101 | 113 | 0 | 0 | 0 | 0 | 0 | 0 | 0.00318 |  | 0
111009 | MBTA | 14.4 | 101 | 1002 | 47 | 0 | 47 | 47 | 0 | 0 | 0.00322 |  | 0
110985 | MATEP 3 | 13.8 | 101 | 1004 | 19.35 | 0 | 19.35 | 19.35 | 0 | 0 | 0.00324 |  | 0
990926 | BAT_ELECTR~1 | 115 | 101 | 1000 | 267.51 | 0 | 326.37 | 267.51 | 0 | 58.86 | 0.00327 |  | 0
110983 | MATEP_DIESEL | 13.8 | 101 | 1004 | 19.35 | 0 | 19.35 | 19.35 | 0 | 0 | 0.00328 |  | 0
110984 | MATEP_CC | 13.8 | 101 | 1004 | 57.1 | 0 | 57.1 | 57.1 | 0 | 0 | 0.00328 |  | 0
105464 | NEWINGTON_G1 | 24 | 101 | 603 | 407.5 | 0 | 407.5 | 407.5 | 0 | 0 | 0.00332 |  | 0
105476 | NEWINGTON_C1 | 18 | 101 | 603 | 175.28 | 0 | 175.28 | 175.28 | 0 | 0 | 0.00332 |  | 0
105477 | NEWINGTON_C2 | 18 | 101 | 603 | 175.28 | 0 | 175.28 | 175.28 | 0 | 0 | 0.00332 |  | 0
105478 | NEWINGTON_S1 | 18 | 101 | 603 | 208.95 | 0 | 208.95 | 208.95 | 0 | 0 | 0.00332 |  | 0
111124 | KENDALL JET | 13.8 | 101 | 1014 | 18 | 0 | 18 | 18 | 0 | 0 | 0.00336 |  | 0
111125 | PUTNAM 2 | 13.8 | 101 | 1012 | 0 | 0 | 0 | 0 | 0 | 0 | 0.00338 |  | 0
990819 | BAT_CHELSE~1 | 115 | 101 | 1000 | 351.9 | 0 | 351.9 | 351.9 | 0 | 0 | 0.00342 |  | 0
111123 | KENDALL ST B | 13.8 | 101 | 1013 | 27.75 | 0 | 27.75 | 27.75 | 0 | 0 | 0.00346 |  | 0
111126 | KENDALL CT | 18 | 101 | 1013 | 170 | 0 | 170 | 170 | 0 | 0 | 0.00346 |  | 0
111127 | E CAMBRIDGE | 13.8 | 101 | 1012 | 0 | 0 | 0 | 0 | 0 | 0 | 0.00346 |  | 0
991103 | NG_PUTNAM 36 | 115 | 101 | 1010 | 43 | 0 | 43 | 43 | 0 | 0 | 0.00346 |  | 0
991104 | DFO NG_KEN~1 | 115 | 101 | 1010 | 30 | 0 | 30 | 30 | 0 | 0 | 0.00346 |  | 0
105568 | SEABROOK_G1 | 25 | 101 | 603 | 1309.28 | 0 | 1309.28 | 1309.28 | 0 | 0 | 0.00347 |  | 0
990804 | SUN BAT_BU~1 | 115 | 101 | 1000 | 5.5 | 0 | 5.5 | 5.5 | 0 | 0 | 0.00359 |  | 0
114470 | GE RIVER R&T | 13.8 | 101 | 1130 | 1.14 | 0 | 1.14 | 1.14 | 0 | 0 | 0.00363 |  | 0
114474 | GE RIVER S&U | 13.8 | 101 | 1130 | 1.14 | 0 | 1.14 | 1.14 | 0 | 0 | 0.00363 |  | 0
114465 | RESCO-SAUGUS | 13.8 | 101 | 1130 | 32.79 | 0 | 32.79 | 32.79 | 0 | 0 | 0.00377 |  | 0
990759 | BAT_MYSTIC~1 | 345 | 101 | 1000 | 276 | 0 | 276 | 276 | 0 | 0 | 0.00391 |  | 0
991802 | BAT_MYSTIC_R | 345 | 101 | 1000 | 507 | 0 | 507 | 507 | 0 | 0 | 0.00391 |  | 0
123635 | HALVARSSON | 192 | 101 | 1830 | 0 | 0 | 0 | 0 | 0 | 0 | 0.004 |  | 0
993997 | DFO NG_MID~1 | 115 | 101 | 1120 | 23 | 0 | 23 | 23 | 0 | 0 | 0.00406 |  | 0
114713 | WATERS RVRJ1 | 13.8 | 101 | 1242 | 16.44 | 0 | 16.44 | 16.44 | 0 | 0 | 0.00407 |  | 0
114714 | WATERS RVRJ2 | 13.8 | 101 | 1242 | 30.79 | 0 | 30.79 | 30.79 | 0 | 0 | 0.00407 |  | 0
114716 | MMWEC WR | 13.8 | 101 | 1242 | 57.97 | 0 | 57.97 | 57.97 | 0 | 0 | 0.00407 |  | 0
994421 | DFO NG_WAT~1 | 115 | 101 | 1130 | 61.85 | 0 | 61.85 | 61.85 | 0 | 0 | 0.00407 |  | 0
114484 | SALEM 5CT | 18 | 101 | 1130 | 203.25 | 0 | 203.25 | 203.25 | 0 | 0 | 0.00408 |  | 0
114485 | SALEM 5ST | 13.8 | 101 | 1130 | 133.75 | 0 | 133.75 | 133.75 | 0 | 0 | 0.00408 |  | 0
114487 | SALEM 6CT | 18 | 101 | 1130 | 203.25 | 0 | 203.25 | 203.25 | 0 | 0 | 0.00408 |  | 0
114488 | SALEM 6ST | 13.8 | 101 | 1130 | 133.75 | 0 | 133.75 | 133.75 | 0 | 0 | 0.00408 |  | 0
114728 | MARBLEHEAD A | 23 | 101 | 1246 | 2.5 | 0 | 2.5 | 2.5 | 0 | 0 | 0.00408 |  | 0
114729 | MARBLEHEAD B | 23 | 101 | 1246 | 2.5 | 0 | 2.5 | 2.5 | 0 | 0 | 0.00408 |  | 0
114069 | WHLABRATR NA | 13.8 | 101 | 1120 | 40 | 0 | 40 | 40 | 0 | 0 | 0.00419 |  | 0
114070 | OGDEN-MARTIN | 13.8 | 101 | 1120 | 41.68 | 0 | 41.68 | 41.68 | 0 | 0 | 0.00419 |  | 0
106056 | GRANITE RDG1 | 16 | 101 | 400 | 223.08 | 0 | 223.08 | 223.08 | 0 | 0 | 0.00434 |  | 0
122417 | BRANFORD JET | 13.8 | 101 | 1734 | 0 | 0 | 0 | 0 | 0 | 0 | 0.00438 |  | 0
123653 | NEW HAVN HBR | 22 | 101 | 1823 | 0 | 0 | 0 | 0 | 0 | 0 | 0.00456 |  | 0
123655 | NHHP G2 | 13.8 | 101 | 1823 | 0 | 0 | 0 | 0 | 0 | 0 | 0.00456 |  | 0
123656 | NHHP G3-4 | 13.8 | 101 | 1823 | 0 | 0 | 0 | 0 | 0 | 0 | 0.00456 |  | 0
122448 | WALLINGFRDG1 | 13.8 | 101 | 1733 | 0 | 0 | 0 | 0 | 0 | 0 | 0.00474 |  | 0
122449 | WALLINGFRDG2 | 13.8 | 101 | 1733 | 0 | 0 | 0 | 0 | 0 | 0 | 0.00474 |  | 0
122450 | WALLINGFRDG3 | 13.8 | 101 | 1733 | 0 | 0 | 0 | 0 | 0 | 0 | 0.00474 |  | 0
122451 | WALLINGFRDG4 | 13.8 | 101 | 1733 | 0 | 0 | 0 | 0 | 0 | 0 | 0.00474 |  | 0
122452 | WALLINGFRDG5 | 13.8 | 101 | 1733 | 0 | 0 | 0 | 0 | 0 | 0 | 0.00474 |  | 0
122453 | WALLINGFRDG6 | 13.8 | 101 | 1733 | 0 | 0 | 0 | 0 | 0 | 0 | 0.00474 |  | 0
122454 | WALLINGFRDG7 | 13.8 | 101 | 1733 | 0 | 0 | 0 | 0 | 0 | 0 | 0.00474 |  | 0
122542 | A.L. PIERCE | 13.8 | 101 | 1733 | 0 | 0 | 0 | 0 | 0 | 0 | 0.00474 |  | 0
990740 | SUN_WALLIN~1 | 115 | 101 | 1730 | 0 | 0 | 0 | 0 | 0 | 0 | 0.00474 |  | 0
106057 | GRANITE RDG2 | 16 | 101 | 400 | 223.08 | 0 | 223.08 | 223.08 | 0 | 0 | 0.00475 |  | 0
123128 | YALE DG 1 | 13.8 | 101 | 1804 | 0 | 0 | 0 | 0 | 0 | 0 | 0.00476 |  | 0
123129 | YALE DG 2 | 13.8 | 101 | 1804 | 0 | 0 | 0 | 0 | 0 | 0 | 0.00476 |  | 0
122272 | FORESTVILLE | 13.8 | 101 | 1692 | 0 | 0 | 0 | 0 | 0 | 0 | 0.00512 |  | 0
114067 | LAWRENCE HYD | 4.16 | 101 | 1120 | 9.4 | 0 | 9.4 | 9.4 | 0 | 0 | 0.00519 |  | 0
109550 | BELLOWS FALS | 6.9 | 101 | 400 | 0 | 0 | 0 | 0 | 0 | 0 | 0.00525 |  | 0
998940 | SUN_WESTMI~1 | 12.5 | 101 | 822 | 0 | 0 | 0 | 0 | 0 | 0 | 0.00525 |  | 0
993969 | BAT_BILERC~1 | 115 | 101 | 1120 | 150 | 0 | 150 | 150 | 0 | 0 | 0.00544 |  | 0
122173 | FRANKLIN DR | 13.2 | 101 | 1692 | 0 | 0 | 0 | 0 | 0 | 0 | 0.00545 |  | 0
911550 | PH2_DGEN | 345 | 101 | 1120 | 353.9 | 0 | 700 | 353.9 | 0 | 346.1 | 0.00569 |  | 0
114026 | PERRY ST 3 | 13.8 | 101 | 1120 | 0.64 | 0 | 0.64 | 0.64 | 0 | 0 | 0.00578 |  | 0
114047 | LENERGIA CT | 13.8 | 101 | 1120 | 50.43 | 0 | 50.43 | 50.43 | 0 | 0 | 0.00578 |  | 0
114048 | LENERGIA ST | 13.8 | 101 | 1120 | 23.57 | 0 | 23.57 | 23.57 | 0 | 0 | 0.00578 |  | 0
114085 | BOOT HYD G1 | 4.16 | 101 | 1120 | 9 | 0 | 9 | 9 | 0 | 0 | 0.00578 |  | 0
114086 | BOOT HYD G2 | 4.16 | 101 | 1120 | 9 | 0 | 9 | 9 | 0 | 0 | 0.00578 |  | 0
122469 | DEVON #10 | 13.8 | 101 | 1733 | 0 | 0 | 0 | 0 | 0 | 0 | 0.00625 |  | 0
122476 | DEVON #15-16 | 13.8 | 101 | 1733 | 93.8 | 0 | 93.8 | 93.8 | 0 | 0 | 0.00625 |  | 0
122477 | DEVON #17-18 | 13.8 | 101 | 1733 | 73.07 | 0 | 93.8 | 73.07 | 0 | 20.73 | 0.00625 |  | 0
113451 | CHINOOK_PV | 0.6 | 101 | 1110 | 0 | 0 | 0 | 0 | 0 | 0 | 0.00659 |  | 0
122481 | MILFORD_C1 | 21 | 101 | 1733 | 267.7 | 0 | 267.7 | 267.7 | 0 | 0 | 0.00668 |  | 0
122482 | MILFORD_C2 | 21 | 101 | 1733 | 267.7 | 0 | 267.7 | 267.7 | 0 | 0 | 0.00668 |  | 0
122583 | WATERBURY_G | 13.8 | 101 | 1733 | 97.91 | 0 | 97.91 | 97.91 | 0 | 0 | 0.00677 |  | 0
993313 | NG_CONGRES~1 | 115 | 101 | 1800 | 0 | 0 | 0 | 0 | 0 | 0 | 0.00681 |  | 0
122586 | TOWANTIC C1 | 18 | 101 | 1733 | 248.66 | 0 | 248.66 | 248.66 | 0 | 0 | 0.00685 |  | 0
122587 | TOWANTIC C2 | 18 | 101 | 1733 | 250.92 | 0 | 250.92 | 250.92 | 0 | 0 | 0.00685 |  | 0
122588 | TOWANTIC ST | 18 | 101 | 1733 | 250.92 | 0 | 250.92 | 250.92 | 0 | 0 | 0.00685 |  | 0
122470 | DEVON #11 | 13.8 | 101 | 1733 | 33.12 | 0 | 33.12 | 33.12 | 0 | 0 | 0.00689 |  | 0
122471 | DEVON #12 | 13.8 | 101 | 1733 | 33.12 | 0 | 33.12 | 33.12 | 0 | 0 | 0.00689 |  | 0
122472 | DEVON #13 | 13.8 | 101 | 1733 | 33.12 | 0 | 33.12 | 33.12 | 0 | 0 | 0.00689 |  | 0
122473 | DEVON #14 | 13.8 | 101 | 1733 | 33.12 | 0 | 33.12 | 33.12 | 0 | 0 | 0.00689 |  | 0
123642 | BRPT HRBR 4 | 13.8 | 101 | 1803 | 0 | 0 | 0 | 0 | 0 | 0 | 0.00689 |  | 0
990812 | BAT_DEVON-1 | 115 | 101 | 1730 | 0 | 0 | 0 | 0 | 0 | 0 | 0.00689 |  | 0
123643 | BRPT RESCO_G | 13.8 | 101 | 1803 | 59.65 | 0 | 59.65 | 59.65 | 0 | 0 | 0.00694 |  | 0
123149 | SIKORSKY | 13.8 | 101 | 1804 | 0 | 0 | 0 | 0 | 0 | 0 | 0.00699 |  | 0
123147 | DERBY DAM HY | 4.16 | 101 | 1804 | 0 | 0 | 0 | 0 | 0 | 0 | 0.00704 |  | 0
993146 | NG_INDIAN ~1 | 13.8 | 101 | 1802 | 0 | 0 | 0 | 0 | 0 | 0 | 0.00704 |  | 0
999389 | BAT_EAST D~1 | 345 | 101 | 1730 | 0 | 0 | 0 | 0 | 0 | 0 | 0.00731 |  | 0
122625 | STEVENSON HY | 6.6 | 101 | 1733 | 21.67 | 0 | 21.67 | 21.67 | 0 | 0 | 0.00739 |  | 0
123628 | BRPT HRBR 5C | 25 | 101 | 1803 | 315.72 | 0 | 315.72 | 315.72 | 0 | 0 | 0.00759 |  | 0
123629 | BRPT HRBR 5S | 18 | 101 | 1803 | 168.58 | 0 | 168.58 | 168.58 | 0 | 0 | 0.00759 |  | 0
123641 | BRPT EN 10ST | 16 | 101 | 1803 | 152.8 | 0 | 152.8 | 152.8 | 0 | 0 | 0.00759 |  | 0
123644 | BRPT EN 11CT | 16 | 101 | 1803 | 165.6 | 0 | 165.6 | 165.6 | 0 | 0 | 0.00759 |  | 0
123645 | BRPT EN 12CT | 16 | 101 | 1803 | 165.6 | 0 | 165.6 | 165.6 | 0 | 0 | 0.00759 |  | 0
993626 | DFO NG_SIN~1 | 345 | 101 | 1810 | 0 | 0 | 0 | 0 | 0 | 0 | 0.00759 |  | 0
122889 | GLENBROOK_S1 | 14.6 | 101 | 1752 | 0 | 0 | 0 | 0 | 0 | 0 | 0.0077 |  | 0
122890 | GLENBROOK_S2 | 14.6 | 101 | 1752 | 0 | 0 | 0 | 0 | 0 | 0 | 0.0077 |  | 0
122911 | WATERSIDE_G | 13.8 | 101 | 1753 | 0 | 0 | 0 | 0 | 0 | 0 | 0.0077 |  | 0
122933 | COSCOB_GEN | 13.8 | 101 | 1753 | 0 | 0 | 0 | 0 | 0 | 0 | 0.0077 |  | 0
122648 | BULLS BRIDGE | 1.15 | 101 | 1734 | 0 | 0 | 0 | 0 | 0 | 0 | 0.00792 |  | 0
122657 | ROCKY RIVER | 13.8 | 101 | 1732 | 29.35 | 0 | 29.35 | 29.35 | 0 | 0 | 0.00792 |  | 0
122660 | KIMB CLARK_G | 13.8 | 101 | 1734 | 12.02 | 0 | 12.02 | 12.02 | 0 | 0 | 0.00792 |  | 0
991172 | SUN_ROCKY ~1 | 115 | 101 | 1730 | 0 | 0 | 0 | 0 | 0 | 0 | 0.00792 |  | 0
122184 | TORRINGTON T | 13.8 | 101 | 1693 | 0 | 0 | 0 | 0 | 0 | 0 | 0.00839 |  | 0
122196 | FALLS VILLGE | 6.6 | 101 | 1693 | 0 | 0 | 0 | 0 | 0 | 0 | 0.00839 |  | 0
122690 | SHEPAUG HYD | 13.8 | 101 | 1734 | 42.95 | 0 | 42.95 | 42.95 | 0 | 0 | 0.00884 |  | 0
122700 | STONY HIL_SC | 12.5 | 101 | 1733 | 0 | 0 | 0 | 0 | 0 | 0 | 0.00896 |  | 0
113341 | OAKDALE_A53 | 69 | 101 | 1110 | 0 | 0 | 0 | 0 | 0 | 0 | 0.01278 |  | 0
113378 | FITCH RD1 | 13.8 | 101 | 1110 | 0.95 | 0 | 0.95 | 0.95 | 0 | 0 | 0.01558 |  | 0
113379 | FITCH RD2 | 13.8 | 101 | 1110 | 0.95 | 0 | 0.95 | 0.95 | 0 | 0 | 0.01558 |  | 0
911560 | NYNE_BWLN | 345 | 102 | 12 | 120.67 | 0 | 466.67 | 120.67 | 0 | 346 | 0.02095 |  | 0
926260 | NYPA - CMR | 345 | 102 | 12 | 0 | 0 | 0 | 0 | 0 | 0 | 0.02095 |  | 0
926261 | NYPA - VT | 345 | 102 | 12 | 0 | 0 | 0 | 0 | 0 | 0 | 0.02095 |  | 0
911531 | NYNE_GILB | 345 | 102 | 12 | 120.67 | 0 | 466.67 | 120.67 | 0 | 346 | 0.02389 |  | 0
102125 | S_WTRVL_D | 12 | 101 | 112 | 0 | 0 | 0 | 0 | 0 | 0 | 0.02463 |  | 0
107326 | HG_CONVRTR_N | 120 | 101 | 703 | 0 | 0 | 0 | 0 | 0 | 0 | 0.02463 |  | 0
108955 | BELDENS1 | 2.4 | 101 | 704 | 0 | 0 | 0 | 0 | 0 | 0 | 0.02463 |  | 0
109049 | CARVER FALLS | 2.3 | 101 | 704 | 0 | 0 | 0 | 0 | 0 | 0 | 0.02463 |  | 0
109077 | E PITTSFORD | 2.3 | 101 | 704 | 0 | 0 | 0 | 0 | 0 | 0 | 0.02463 |  | 0
109092 | MIDDLESEX_G | 2.4 | 101 | 704 | 0 | 0 | 0 | 0 | 0 | 0 | 0.02463 |  | 0
109101 | SALISBURY | 7.2 | 101 | 704 | 0 | 0 | 0 | 0 | 0 | 0 | 0.02463 |  | 0
109105 | MIDDLEBURY_H | 6.44 | 101 | 704 | 0 | 0 | 0 | 0 | 0 | 0 | 0.02463 |  | 0
109130 | SMITH FALLS | 4.16 | 101 | 704 | 0 | 0 | 0 | 0 | 0 | 0 | 0.02463 |  | 0
109139 | DEWEY MILLS | 4.16 | 101 | 704 | 0 | 0 | 0 | 0 | 0 | 0 | 0.02463 |  | 0
109143 | CAVENDISH_D2 | 12.5 | 101 | 704 | 0 | 0 | 0 | 0 | 0 | 0 | 0.02463 |  | 0
109190 | GRANITE SC1 | 13.8 | 101 | 703 | 0 | 0 | 0 | 0 | 0 | 0 | 0.02463 |  | 0
109200 | GRANITE SC2 | 13.8 | 101 | 703 | 0 | 0 | 0 | 0 | 0 | 0 | 0.02463 |  | 0
109251 | GAGE | 2.4 | 101 | 704 | 0 | 0 | 0 | 0 | 0 | 0 | 0.02463 |  | 0
111110 | PUTNAM 1 | 13.8 | 101 | 1012 | 0 | 0 | 0 | 0 | 0 | 0 | 0.02463 |  | 0
114050 | MALDEN MLS_T | 23 | 101 | 1120 | 0 | 0 | 0 | 0 | 0 | 0 | 0.02463 |  | 0
116569 | TILSON-1113 | 13.8 | 101 | 1372 | 0 | 0 | 0 | 0 | 0 | 0 | 0.02463 |  | 0
121744 | UCONN COGEN | 13.8 | 101 | 1634 | 0 | 0 | 0 | 0 | 0 | 0 | 0.02463 |  | 0
113444 | QP698 | 0.48 | 101 | 1110 | 0 | 0 | 0 | 0 | 0 | 0 | 0.02655 |  | 0
993283 | SUN_E WINC~1 | 115 | 101 | 1110 | 0 | 0 | 0 | 0 | 0 | 0 | 0.02655 |  | 0
911554 | NYNE_OSWG | 345 | 102 | 12 | 120.67 | 0 | 466.67 | 120.67 | 0 | 346 | 0.03034 |  | 0
113877 | PINETREE PWR | 13.8 | 101 | 1206 | 0 | 0 | 0 | 0 | 0 | 0 | 0.03362 |  | 0
993282 | SUN_FLAGG ~1 | 115 | 101 | 1110 | 0 | 0 | 0 | 0 | 0 | 0 | 0.03362 |  | 0
993868 | WDS_FLAGG ~1 | 69 | 101 | 1206 | 0 | 0 | 0 | 0 | 0 | 0 | 0.03362 |  | 0
113894 | STERLING T2 | 13.8 | 101 | 1210 | 0 | 0 | 0 | 0 | 0 | 0 | 0.03561 |  | 0
993285 | SUN_LITCHF~1 | 115 | 101 | 1110 | 0 | 0 | 0 | 0 | 0 | 0 | 0.04091 |  | 0
113096 | BEARSWAMP 1 | 13.8 | 101 | 1100 | 331.5 | 0 | 331.5 | 331.5 | 0 | 0 | 0.41396 |  | 0
113097 | BEARSWAMP 2 | 13.8 | 101 | 1100 | 331.5 | 0 | 331.5 | 331.5 | 0 | 0 | 0.41396 |  | 0
993001 | SUN_BEAR S~1 | 230 | 101 | 1100 | 83.71 | 0 | 83.71 | 83.71 | 0 | 0 | 0.41396 |  | 0

## 113008 BEAR SWAMP 113010 E131
****** Plant Redispatch calculator ******* !!!! Please - edit only columns 'Status' & 'Pnew' !!!!!***
Flows
NN | LFCaseName | Monitored Element | [5 empty] | Contingency | Limit | FlowInit | FlowRes | FlowChange | Loading
1 |  | 113008 BEAR SWAMP 115 113010 E131 TAP 115 1 | [5 empty] | Base Case | 383 | 240.8 | 240.8 | 0 | 62.87%
2 |  | 113008 BEAR SWAMP 115 113010 E131 TAP 115 1 | [5 empty] | LN_E205E | 440 | 412.8 | 412.8 | 0 | 93.82%
3 |  | 113008 BEAR SWAMP 115 113010 E131 TAP 115 1 | [5 empty] | BO_E205E | 440 | 412.8 | 412.8 | 0 | 93.82%
4 |  | 113008 BEAR SWAMP 115 113010 E131 TAP 115 1 | [5 empty] | TF_PRAT_8_8A | 440 | 412.4 | 412.4 | 0 | 93.73%
5 |  | 113008 BEAR SWAMP 115 113010 E131 TAP 115 1 | [5 empty] | BF_PRAT_205E | 440 | 412.4 | 412.4 | 0 | 93.73%
6 |  | 113008 BEAR SWAMP 115 113010 E131 TAP 115 1 | [5 empty] | BF_PRAT_801 | 440 | 411.6 | 411.6 | 0 | 93.55%
Dispatch | [8 empty] | 0 | [8 empty] | 0 | 0 | 0 | 0 | 0 | 0
Bus# | Bus Name | Volt | Area | Zone | Pgen or Pload | PMin Gen | PMax Gen | Pnew | Pdelta | Pavail | Dfax_1 | Dfax_2 | Dfax_3 | Dfax_4 | Dfax_5 | Dfax_6 | --- | Impact_1 | Impact_2 | Impact_3 | Impact_4 | Impact_5 | Impact_6
| HARRIMAN G2 | 6.9 | 101 | 1100 | 13.71 | 0 | 13.71 | 13.71 | 0 | 0 | -0.35475 | -0.27767 | -0.27767 | -0.27767 | -0.27767 | -0.27753 |  | 0 | 0 | 0 | 0 | 0 | 0
109505 | HARRIMAN G1 | 6.9 | 101 | 1100 | 13.71 | 0 | 13.71 | 13.71 | 0 | 0 | -0.35475 | -0.27767 | -0.27767 | -0.27767 | -0.27767 | -0.27753 |  | 0 | 0 | 0 | 0 | 0 | 0
993005 | SUN_ADAMS | 115 | 101 | 1100 | 0 | 0 | 0 | 0 | 0 | 0 | -0.3463 | -0.26542 | -0.26542 | -0.26542 | -0.26542 | -0.26528 |  | 0 | 0 | 0 | 0 | 0 | 0
113104 | SHERMAN HYD | 2.4 | 101 | 1100 | 0 | 0 | 0 | 0 | 0 | 0 | -0.33957 | -0.26532 | -0.26532 | -0.26532 | -0.26532 | -0.26518 |  | 0 | 0 | 0 | 0 | 0 | 0
113101 | DEERFIELD 5G | 13.8 | 101 | 1100 | 0 | 0 | 0 | 0 | 0 | 0 | -0.32523 | -0.24799 | -0.24799 | -0.24799 | -0.24799 | -0.24785 |  | 0 | 0 | 0 | 0 | 0 | 0
113102 | FIFE BROOK | 13.8 | 101 | 1100 | 9.9 | 0 | 9.9 | 9.9 | 0 | 0 | -0.32523 | -0.24799 | -0.24799 | -0.24799 | -0.24799 | -0.24785 |  | 0 | 0 | 0 | 0 | 0 | 0
113123 | HOOSAC CLR1 | 0.69 | 101 | 1100 | 0 | 0 | 0 | 0 | 0 | 0 | -0.3229 | -0.24606 | -0.24606 | -0.24606 | -0.24606 | -0.24593 |  | 0 | 0 | 0 | 0 | 0 | 0
113125 | HOOSAC CLR2 | 0.69 | 101 | 1100 | 0 | 0 | 0 | 0 | 0 | 0 | -0.3229 | -0.24606 | -0.24606 | -0.24606 | -0.24606 | -0.24593 |  | 0 | 0 | 0 | 0 | 0 | 0
109503 | HARRIMAN G3 | 6.9 | 101 | 1100 | 0 | 0 | 0 | 0 | 0 | 0 | -0.31305 | -0.23694 | -0.23694 | -0.23694 | -0.23694 | -0.2368 |  | 0 | 0 | 0 | 0 | 0 | 0
109517 | SEARS HYDRO | 2.4 | 101 | 1100 | 0 | 0 | 0 | 0 | 0 | 0 | -0.28244 | -0.20837 | -0.20837 | -0.20837 | -0.20837 | -0.20825 |  | 0 | 0 | 0 | 0 | 0 | 0
109296 | SEARS WIND_E | 12.5 | 101 | 704 | 0 | 0 | 0 | 0 | 0 | 0 | -0.27505 | -0.20142 | -0.20142 | -0.20142 | -0.20142 | -0.2013 |  | 0 | 0 | 0 | 0 | 0 | 0
109297 | SEARS WIND_W | 12.5 | 101 | 704 | 0 | 0 | 0 | 0 | 0 | 0 | -0.27505 | -0.20142 | -0.20142 | -0.20142 | -0.20142 | -0.2013 |  | 0 | 0 | 0 | 0 | 0 | 0
109403 | DRFLD EAST G | 0.69 | 101 | 704 | 0 | 0 | 0 | 0 | 0 | 0 | -0.26758 | -0.1944 | -0.1944 | -0.1944 | -0.1944 | -0.19427 |  | 0 | 0 | 0 | 0 | 0 | 0
109404 | DRFLD WEST G | 0.69 | 101 | 704 | 0 | 0 | 0 | 0 | 0 | 0 | -0.26758 | -0.1944 | -0.1944 | -0.1944 | -0.1944 | -0.19427 |  | 0 | 0 | 0 | 0 | 0 | 0
113011 | BAT_BarreB~1 | 115 | 101 | 1100 | 0 | 0 | 0 | 0 | 0 | 0 | -0.20687 | -0.16334 | -0.16334 | -0.16334 | -0.16334 | -0.16321 |  | 0 | 0 | 0 | 0 | 0 | 0
116568 | TILSON-1044 | 13.8 | 101 | 1372 | 0 | 0 | 0 | 0 | 0 | 0 | -0.16877 | -0.12639 | -0.12639 | -0.12639 | -0.12639 | -0.12634 |  | 0 | 0 | 0 | 0 | 0 | 0
116578 | TURNERS FALS | 2.4 | 101 | 1374 | 0 | 0 | 0 | 0 | 0 | 0 | -0.16877 | -0.12639 | -0.12639 | -0.12639 | -0.12639 | -0.12634 |  | 0 | 0 | 0 | 0 | 0 | 0
116579 | CABOT HYDRO | 13.8 | 101 | 1373 | 64.66 | 0 | 64.66 | 64.66 | 0 | 0 | -0.16877 | -0.12639 | -0.12639 | -0.12639 | -0.12639 | -0.12634 |  | 0 | 0 | 0 | 0 | 0 | 0
996270 | SUN BAT_TI~1 | 115 | 101 | 1370 | 0 | 0 | 0 | 0 | 0 | 0 | -0.16877 | -0.12639 | -0.12639 | -0.12639 | -0.12639 | -0.12634 |  | 0 | 0 | 0 | 0 | 0 | 0
116627 | BERKSHRE WND | 0.57 | 101 | 1374 | 0 | 0 | 0 | 0 | 0 | 0 | -0.17377 | -0.12558 | -0.12558 | -0.12558 | -0.12558 | -0.12552 |  | 0 | 0 | 0 | 0 | 0 | 0
996336 | SUN BAT_PA~2 | 115 | 101 | 1370 | 0 | 0 | 0 | 0 | 0 | 0 | -0.17377 | -0.12558 | -0.12558 | -0.12558 | -0.12558 | -0.12552 |  | 0 | 0 | 0 | 0 | 0 | 0
996625 | SUN BAT_PA~1 | 23 | 101 | 1372 | 0 | 0 | 0 | 0 | 0 | 0 | -0.17377 | -0.12558 | -0.12558 | -0.12558 | -0.12558 | -0.12552 |  | 0 | 0 | 0 | 0 | 0 | 0
996284 | SUN_CUMBER~1 | 115 | 101 | 1370 | 0 | 0 | 0 | 0 | 0 | 0 | -0.16377 | -0.12186 | -0.12186 | -0.12186 | -0.12186 | -0.12181 |  | 0 | 0 | 0 | 0 | 0 | 0
998496 | SUN_E ARLN~1 | 46 | 101 | 822 | 0 | 0 | 0 | 0 | 0 | 0 | -0.1514 | -0.09769 | -0.09769 | -0.09769 | -0.09769 | -0.09764 |  | 0 | 0 | 0 | 0 | 0 | 0
116618 | ALTRESCO_C1 | 13.8 | 101 | 1373 | 33.65 | 0 | 33.65 | 33.65 | 0 | 0 | -0.13666 | -0.0955 | -0.0955 | -0.0955 | -0.0955 | -0.09546 |  | 0 | 0 | 0 | 0 | 0 | 0
116619 | ALTRESCO_C2 | 13.8 | 101 | 1373 | 33.65 | 0 | 33.65 | 33.65 | 0 | 0 | -0.13666 | -0.0955 | -0.0955 | -0.0955 | -0.0955 | -0.09546 |  | 0 | 0 | 0 | 0 | 0 | 0
116620 | ALTRESCO_C3 | 13.8 | 101 | 1373 | 31.45 | 0 | 33.65 | 31.45 | 0 | 2.2 | -0.13666 | -0.0955 | -0.0955 | -0.0955 | -0.0955 | -0.09546 |  | 0 | 0 | 0 | 0 | 0 | 0
116621 | ALTRESCO_S4 | 13.8 | 101 | 1373 | 0 | 0 | 0 | 0 | 0 | 0 | -0.13666 | -0.0955 | -0.0955 | -0.0955 | -0.0955 | -0.09546 |  | 0 | 0 | 0 | 0 | 0 | 0
116608 | DOREEN JET | 13.2 | 101 | 1374 | 0 | 0 | 0 | 0 | 0 | 0 | -0.13651 | -0.09537 | -0.09537 | -0.09537 | -0.09537 | -0.09533 |  | 0 | 0 | 0 | 0 | 0 | 0
113082 | BARRE MA T1 | 13.8 | 101 | 1100 | 0 | 0 | 0 | 0 | 0 | 0 | -0.11725 | -0.09406 | -0.09406 | -0.09406 | -0.09406 | -0.09393 |  | 0 | 0 | 0 | 0 | 0 | 0
993007 | BAT_BARRE ~1 | 115 | 101 | 1100 | 0 | 0 | 0 | 0 | 0 | 0 | -0.11725 | -0.09406 | -0.09406 | -0.09406 | -0.09406 | -0.09393 |  | 0 | 0 | 0 | 0 | 0 | 0
999312 | Strata_Ber~1 | 115 | 101 | 1370 | 0 | 0 | 0 | 0 | 0 | 0 | -0.12241 | -0.0844 | -0.0844 | -0.0844 | -0.0844 | -0.08438 |  | 0 | 0 | 0 | 0 | 0 | 0
116638 | WOODLAND JET | 13.2 | 101 | 1374 | 0 | 0 | 0 | 0 | 0 | 0 | -0.11711 | -0.081 | -0.081 | -0.081 | -0.081 | -0.08097 |  | 0 | 0 | 0 | 0 | 0 | 0
113061 | PLEASANT-NEP | 23 | 101 | 1100 | 0 | 0 | 0 | 0 | 0 | 0 | -0.10563 | -0.07248 | -0.07248 | -0.07248 | -0.07248 | -0.07245 |  | 0 | 0 | 0 | 0 | 0 | 0
113085 | WENDELL DEP | 13.8 | 101 | 1100 | 0 | 0 | 0 | 0 | 0 | 0 | -0.09525 | -0.0701 | -0.0701 | -0.0701 | -0.0701 | -0.07007 |  | 0 | 0 | 0 | 0 | 0 | 0
993015 | SUN_WENDEL~1 | 115 | 101 | 1100 | 0 | 0 | 0 | 0 | 0 | 0 | -0.09525 | -0.0701 | -0.0701 | -0.0701 | -0.0701 | -0.07007 |  | 0 | 0 | 0 | 0 | 0 | 0
113142 | SOLTERRA A | 0.48 | 101 | 1100 | 0 | 0 | 0 | 0 | 0 | 0 | -0.08061 | -0.06573 | -0.06573 | -0.06573 | -0.06573 | -0.0656 |  | 0 | 0 | 0 | 0 | 0 | 0
113143 | SOLTERRA B | 0.42 | 101 | 1100 | 0 | 0 | 0 | 0 | 0 | 0 | -0.08061 | -0.06573 | -0.06573 | -0.06573 | -0.06573 | -0.0656 |  | 0 | 0 | 0 | 0 | 0 | 0
993000 | SUN_TREASU~1 | 115 | 101 | 1100 | 0 | 0 | 0 | 0 | 0 | 0 | -0.08061 | -0.06573 | -0.06573 | -0.06573 | -0.06573 | -0.0656 |  | 0 | 0 | 0 | 0 | 0 | 0
108934 | STRATTON_SC1 | 13.8 | 101 | 704 | 0 | 0 | 0 | 0 | 0 | 0 | -0.09773 | -0.06314 | -0.06314 | -0.06314 | -0.06314 | -0.06317 |  | 0 | 0 | 0 | 0 | 0 | 0
108938 | STRATTON_SC2 | 13.8 | 101 | 704 | 0 | 0 | 0 | 0 | 0 | 0 | -0.09773 | -0.06314 | -0.06314 | -0.06314 | -0.06314 | -0.06317 |  | 0 | 0 | 0 | 0 | 0 | 0
116651 | INDIAN RIVER | 2.3 | 101 | 1334 | 0 | 0 | 0 | 0 | 0 | 0 | -0.05606 | -0.03574 | -0.03574 | -0.03574 | -0.03574 | -0.03573 |  | 0 | 0 | 0 | 0 | 0 | 0
996364 | SUN_BLANDF~1 | 115 | 101 | 1330 | 0 | 0 | 0 | 0 | 0 | 0 | -0.05606 | -0.03574 | -0.03574 | -0.03574 | -0.03574 | -0.03573 |  | 0 | 0 | 0 | 0 | 0 | 0
113020 | DaymarkGe~42 | 115 | 101 | 1100 | 0 | 0 | 0 | 0 | 0 | 0 | -0.03626 | -0.02904 | -0.02904 | -0.02904 | -0.02904 | -0.02895 |  | 0 | 0 | 0 | 0 | 0 | 0
116411 | NORTHFIELD 1 | 13.8 | 101 | 1373 | 292 | 0 | 292 | 292 | 0 | 0 | -0.02753 | -0.01453 | -0.01453 | -0.01453 | -0.01453 | -0.01459 |  | 0 | 0 | 0 | 0 | 0 | 0
116412 | NORTHFIELD 2 | 13.8 | 101 | 1373 | 292 | 0 | 292 | 292 | 0 | 0 | -0.02753 | -0.01453 | -0.01453 | -0.01453 | -0.01453 | -0.01459 |  | 0 | 0 | 0 | 0 | 0 | 0
116413 | NORTHFIELD 3 | 13.8 | 101 | 1373 | 292 | 0 | 292 | 292 | 0 | 0 | -0.02753 | -0.01453 | -0.01453 | -0.01453 | -0.01453 | -0.01459 |  | 0 | 0 | 0 | 0 | 0 | 0
116414 | NORTHFIELD 4 | 13.8 | 101 | 1373 | 292 | 0 | 292 | 292 | 0 | 0 | -0.02753 | -0.01453 | -0.01453 | -0.01453 | -0.01453 | -0.01459 |  | 0 | 0 | 0 | 0 | 0 | 0
997910 | SUN_VERNON~1 | 115 | 101 | 700 | 0 | 0 | 0 | 0 | 0 | 0 | -0.01646 | -0.01116 | -0.01116 | -0.01116 | -0.01116 | -0.01132 |  | 0 | 0 | 0 | 0 | 0 | 0
994946 | SUN_VERNON~2 | 115 | 101 | 99 | 0 | 0 | 0 | 0 | 0 | 0 | -0.01592 | -0.01082 | -0.01082 | -0.01082 | -0.01082 | -0.01098 |  | 0 | 0 | 0 | 0 | 0 | 0
997010 | HVDC_COOLI~1 | 345 | 101 | 700 | 0 | 0 | 0 | 0 | 0 | 0 | -0.01568 | -0.01065 | -0.01065 | -0.01065 | -0.01065 | -0.0108 |  | 0 | 0 | 0 | 0 | 0 | 0
994935 | SUN_CHESTN~1 | 115 | 101 | 680 | 0 | 0 | 0 | 0 | 0 | 0 | -0.01519 | -0.01059 | -0.01059 | -0.01059 | -0.01059 | -0.01076 |  | 0 | 0 | 0 | 0 | 0 | 0
998476 | SUN_CARVER~1 | 46 | 101 | 802 | 0 | 0 | 0 | 0 | 0 | 0 | -0.01396 | -0.01006 | -0.01006 | -0.01006 | -0.01006 | -0.01023 |  | 0 | 0 | 0 | 0 | 0 | 0
108949 | BELDENS | 4.16 | 101 | 704 | 0 | 0 | 0 | 0 | 0 | 0 | -0.01387 | -0.01002 | -0.01002 | -0.01002 | -0.01002 | -0.01019 |  | 0 | 0 | 0 | 0 | 0 | 0
108951 | HUNTINGTON | 4.16 | 101 | 704 | 0 | 0 | 0 | 0 | 0 | 0 | -0.01387 | -0.01002 | -0.01002 | -0.01002 | -0.01002 | -0.01019 |  | 0 | 0 | 0 | 0 | 0 | 0
108953 | PROCTOR HYD | 4.16 | 101 | 704 | 0 | 0 | 0 | 0 | 0 | 0 | -0.01364 | -0.00995 | -0.00995 | -0.00995 | -0.00995 | -0.01012 |  | 0 | 0 | 0 | 0 | 0 | 0
109051 | GLEN HYDRO | 13.2 | 101 | 704 | 0 | 0 | 0 | 0 | 0 | 0 | -0.01329 | -0.00984 | -0.00984 | -0.00984 | -0.00984 | -0.01002 |  | 0 | 0 | 0 | 0 | 0 | 0
109079 | PATCH HYDRO | 2.3 | 101 | 704 | 0 | 0 | 0 | 0 | 0 | 0 | -0.01328 | -0.00984 | -0.00984 | -0.00984 | -0.00984 | -0.01002 |  | 0 | 0 | 0 | 0 | 0 | 0
109053 | RUTLAND GT | 13.2 | 101 | 704 | 0 | 0 | 0 | 0 | 0 | 0 | -0.01325 | -0.00983 | -0.00983 | -0.00983 | -0.00983 | -0.01001 |  | 0 | 0 | 0 | 0 | 0 | 0
109065 | RUT GT_D1_CR | 12.5 | 101 | 802 | 0 | 0 | 0 | 0 | 0 | 0 | -0.01325 | -0.00983 | -0.00983 | -0.00983 | -0.00983 | -0.01001 |  | 0 | 0 | 0 | 0 | 0 | 0
109151 | COOL_PV_GEN | 0.6 | 101 | 703 | 0 | 0 | 0 | 0 | 0 | 0 | -0.01311 | -0.00981 | -0.00981 | -0.00981 | -0.00981 | -0.01 |  | 0 | 0 | 0 | 0 | 0 | 0
109107 | WEYBRDGE | 12.5 | 101 | 704 | 0 | 0 | 0 | 0 | 0 | 0 | -0.01291 | -0.00964 | -0.00964 | -0.00964 | -0.00964 | -0.0098 |  | 0 | 0 | 0 | 0 | 0 | 0
108992 | VERGENNES GN | 2.4 | 101 | 704 | 0 | 0 | 0 | 0 | 0 | 0 | -0.01256 | -0.00948 | -0.00948 | -0.00948 | -0.00948 | -0.00964 |  | 0 | 0 | 0 | 0 | 0 | 0
997790 | SUN_VERGEN~1 | 115 | 101 | 700 | 45.98 | 0 | 50 | 45.98 | 0 | 4.02 | -0.01256 | -0.00948 | -0.00948 | -0.00948 | -0.00948 | -0.00964 |  | 0 | 0 | 0 | 0 | 0 | 0
109103 | SILVERLAKE | 6.9 | 101 | 704 | 0 | 0 | 0 | 0 | 0 | 0 | -0.01138 | -0.00912 | -0.00912 | -0.00912 | -0.00912 | -0.0093 |  | 0 | 0 | 0 | 0 | 0 | 0
108884 | BURLINGTN_GT | 13.8 | 101 | 704 | 0 | 0 | 0 | 0 | 0 | 0 | -0.01069 | -0.00876 | -0.00876 | -0.00876 | -0.00876 | -0.00892 |  | 0 | 0 | 0 | 0 | 0 | 0
108891 | GORGE GT | 13.8 | 101 | 704 | 0 | 0 | 0 | 0 | 0 | 0 | -0.00893 | -0.00808 | -0.00808 | -0.00808 | -0.00808 | -0.00825 |  | 0 | 0 | 0 | 0 | 0 | 0
108986 | GORGE_HYDRO | 4.16 | 101 | 704 | 0 | 0 | 0 | 0 | 0 | 0 | -0.00893 | -0.00808 | -0.00808 | -0.00808 | -0.00808 | -0.00825 |  | 0 | 0 | 0 | 0 | 0 | 0
108988 | ESSEX DIESLS | 2.4 | 101 | 704 | 0 | 0 | 0 | 0 | 0 | 0 | -0.00894 | -0.00809 | -0.00809 | -0.00809 | -0.00809 | -0.00825 |  | 0 | 0 | 0 | 0 | 0 | 0
108990 | ESSEX HYDRO | 2.4 | 101 | 704 | 0 | 0 | 0 | 0 | 0 | 0 | -0.00894 | -0.00809 | -0.00809 | -0.00809 | -0.00809 | -0.00825 |  | 0 | 0 | 0 | 0 | 0 | 0
108875 | BED_WINOOSKI | 13.8 | 101 | 704 | 0 | 0 | 0 | 0 | 0 | 0 | -0.00891 | -0.00807 | -0.00807 | -0.00807 | -0.00807 | -0.00824 |  | 0 | 0 | 0 | 0 | 0 | 0
109160 | JC MCNEIL | 13.8 | 101 | 704 | 0 | 0 | 0 | 0 | 0 | 0 | -0.00892 | -0.00808 | -0.00808 | -0.00808 | -0.00808 | -0.00824 |  | 0 | 0 | 0 | 0 | 0 | 0
109226 | PETERSON_GEN | 4 | 101 | 704 | 0 | 0 | 0 | 0 | 0 | 0 | -0.00774 | -0.00762 | -0.00762 | -0.00762 | -0.00762 | -0.00778 |  | 0 | 0 | 0 | 0 | 0 | 0
109227 | CLARK FALLS | 2.4 | 101 | 704 | 0 | 0 | 0 | 0 | 0 | 0 | -0.00774 | -0.00762 | -0.00762 | -0.00762 | -0.00762 | -0.00778 |  | 0 | 0 | 0 | 0 | 0 | 0
109229 | MILTON_G | 2.3 | 101 | 704 | 0 | 0 | 0 | 0 | 0 | 0 | -0.00774 | -0.00762 | -0.00762 | -0.00762 | -0.00762 | -0.00778 |  | 0 | 0 | 0 | 0 | 0 | 0
108168 | GEORGIA MTN | 0.69 | 101 | 704 | 0 | 0 | 0 | 0 | 0 | 0 | -0.00772 | -0.00761 | -0.00761 | -0.00761 | -0.00761 | -0.00777 |  | 0 | 0 | 0 | 0 | 0 | 0
109228 | FAIRFAX FALS | 2.3 | 101 | 704 | 0 | 0 | 0 | 0 | 0 | 0 | -0.0076 | -0.00757 | -0.00757 | -0.00757 | -0.00757 | -0.00773 |  | 0 | 0 | 0 | 0 | 0 | 0
107324 | HG_CONVRTR_S | 115 | 101 | 703 | 0 | 0 | 0 | 0 | 0 | 0 | -0.00695 | -0.00731 | -0.00731 | -0.00731 | -0.00731 | -0.00747 |  | 0 | 0 | 0 | 0 | 0 | 0
911524 | HIGH_DGEN | 115 | 101 | 703 | 0 | 0 | 0 | 0 | 0 | 0 | -0.00695 | -0.00731 | -0.00731 | -0.00731 | -0.00731 | -0.00747 |  | 0 | 0 | 0 | 0 | 0 | 0
108894 | SWANTON GT | 13.8 | 101 | 704 | 0 | 0 | 0 | 0 | 0 | 0 | -0.00694 | -0.0073 | -0.0073 | -0.0073 | -0.0073 | -0.00746 |  | 0 | 0 | 0 | 0 | 0 | 0
109280 | SHELDON_G1 | 4.16 | 101 | 704 | 0 | 0 | 0 | 0 | 0 | 0 | -0.00694 | -0.0073 | -0.0073 | -0.0073 | -0.0073 | -0.00746 |  | 0 | 0 | 0 | 0 | 0 | 0
109281 | SHELDON_G2 | 4.16 | 101 | 704 | 0 | 0 | 0 | 0 | 0 | 0 | -0.00694 | -0.0073 | -0.0073 | -0.0073 | -0.0073 | -0.00746 |  | 0 | 0 | 0 | 0 | 0 | 0
109282 | SHELDON_G3 | 4.16 | 101 | 704 | 0 | 0 | 0 | 0 | 0 | 0 | -0.00694 | -0.0073 | -0.0073 | -0.0073 | -0.0073 | -0.00746 |  | 0 | 0 | 0 | 0 | 0 | 0
108893 | ASCUTNEY GT | 13.8 | 101 | 704 | 0 | 0 | 0 | 0 | 0 | 0 | -0.00419 | -0.00702 | -0.00702 | -0.00702 | -0.00702 | -0.00735 |  | 0 | 0 | 0 | 0 | 0 | 0
998265 | SUN_WINDSOR | 46 | 101 | 812 | 0 | 0 | 0 | 0 | 0 | 0 | -0.00438 | -0.00699 | -0.00699 | -0.00699 | -0.00699 | -0.00729 |  | 0 | 0 | 0 | 0 | 0 | 0
996240 | AC_BUCK POND | 115 | 101 | 1330 | 0 | 0 | 0 | 0 | 0 | 0 | -0.0175 | -0.00716 | -0.00716 | -0.00716 | -0.00716 | -0.00716 |  | 0 | 0 | 0 | 0 | 0 | 0
109141 | TAFTSVL_GEN | 12.5 | 101 | 704 | 0 | 0 | 0 | 0 | 0 | 0 | -0.00446 | -0.00683 | -0.00683 | -0.00683 | -0.00683 | -0.0071 |  | 0 | 0 | 0 | 0 | 0 | 0
109072 | BOLTON FALLS | 4.16 | 101 | 704 | 0 | 0 | 0 | 0 | 0 | 0 | -0.00572 | -0.00686 | -0.00686 | -0.00686 | -0.00686 | -0.00703 |  | 0 | 0 | 0 | 0 | 0 | 0
109140 | NO HARTLAND | 4.16 | 101 | 704 | 0 | 0 | 0 | 0 | 0 | 0 | -0.00429 | -0.00675 | -0.00675 | -0.00675 | -0.00675 | -0.00701 |  | 0 | 0 | 0 | 0 | 0 | 0
106033 | SLAYTON HIL1 | 13.8 | 101 | 400 | 0 | 0 | 0 | 0 | 0 | 0 | -0.00394 | -0.00665 | -0.00665 | -0.00665 | -0.00665 | -0.00692 |  | 0 | 0 | 0 | 0 | 0 | 0
113404 | WMI MILLBURY | 13.8 | 101 | 1110 | 40.94 | 0 | 40.94 | 40.94 | 0 | 0 | -0.00393 | -0.00691 | -0.00691 | -0.00691 | -0.00691 | -0.00679 |  | 0 | 0 | 0 | 0 | 0 | 0
109076 | LTTLE RIVER | 4.16 | 101 | 704 | 0 | 0 | 0 | 0 | 0 | 0 | -0.00505 | -0.0066 | -0.0066 | -0.0066 | -0.0066 | -0.00677 |  | 0 | 0 | 0 | 0 | 0 | 0
109573 | WILDER | 13.8 | 101 | 400 | 0 | 0 | 0 | 0 | 0 | 0 | -0.00371 | -0.00649 | -0.00649 | -0.00649 | -0.00649 | -0.00674 |  | 0 | 0 | 0 | 0 | 0 | 0
109080 | MORETOWN | 4.16 | 101 | 704 | 0 | 0 | 0 | 0 | 0 | 0 | -0.00475 | -0.00649 | -0.00649 | -0.00649 | -0.00649 | -0.00666 |  | 0 | 0 | 0 | 0 | 0 | 0
109321 | KCW_JAY_SC1 | 13.8 | 101 | 704 | 0 | 0 | 0 | 0 | 0 | 0 | -0.00452 | -0.00635 | -0.00635 | -0.00635 | -0.00635 | -0.00651 |  | 0 | 0 | 0 | 0 | 0 | 0
108905 | KINGDOM_GEN | 0.65 | 101 | 704 | 12 | 0 | 12 | 12 | 0 | 0 | -0.00447 | -0.00633 | -0.00633 | -0.00633 | -0.00633 | -0.00649 |  | 0 | 0 | 0 | 0 | 0 | 0
116556 | COBBLE MT_G | 6.9 | 101 | 1333 | 19.96 | 0 | 19.96 | 19.96 | 0 | 0 | -0.01653 | -0.00645 | -0.00645 | -0.00645 | -0.00645 | -0.00645 |  | 0 | 0 | 0 | 0 | 0 | 0
994990 | SUN_FITZWI~1 | 115 | 101 | 680 | 0 | 0 | 0 | 0 | 0 | 0 | 2e-05 | -0.00596 | -0.00596 | -0.00596 | -0.00596 | -0.00642 |  | 0 | 0 | 0 | 0 | 0 | 0
108895 | BERLIN VT_GT | 13.2 | 101 | 704 | 0 | 0 | 0 | 0 | 0 | 0 | -0.00387 | -0.00616 | -0.00616 | -0.00616 | -0.00616 | -0.00632 |  | 0 | 0 | 0 | 0 | 0 | 0
105345 | HEMPHILL PWR | 13.8 | 101 | 564 | 17.5 | 0 | 17.5 | 17.5 | 0 | 0 | -0.00285 | -0.00607 | -0.00607 | -0.00607 | -0.00607 | -0.00631 |  | 0 | 0 | 0 | 0 | 0 | 0
105350 | LEMP_STRING1 | 0.69 | 101 | 564 | 2.21 | 0 | 2.21 | 2.21 | 0 | 0 | -0.00285 | -0.00607 | -0.00607 | -0.00607 | -0.00607 | -0.00631 |  | 0 | 0 | 0 | 0 | 0 | 0
105351 | LEMP_STRING2 | 0.69 | 101 | 564 | 2.21 | 0 | 2.21 | 2.21 | 0 | 0 | -0.00285 | -0.00607 | -0.00607 | -0.00607 | -0.00607 | -0.00631 |  | 0 | 0 | 0 | 0 | 0 | 0
994451 | SUN_NORTH ~2 | 115 | 101 | 560 | 15 | 0 | 15 | 15 | 0 | 0 | -0.00285 | -0.00607 | -0.00607 | -0.00607 | -0.00607 | -0.00631 |  | 0 | 0 | 0 | 0 | 0 | 0
109234 | COVENTRY_GEN | 4.16 | 101 | 704 | 0 | 0 | 0 | 0 | 0 | 0 | -0.00388 | -0.0061 | -0.0061 | -0.0061 | -0.0061 | -0.00626 |  | 0 | 0 | 0 | 0 | 0 | 0
109277 | NEWPORT HY | 4.16 | 101 | 704 | 0 | 0 | 0 | 0 | 0 | 0 | -0.00382 | -0.00608 | -0.00608 | -0.00608 | -0.00608 | -0.00623 |  | 0 | 0 | 0 | 0 | 0 | 0
109104 | MARSHFIELD | 4.16 | 101 | 704 | 0 | 0 | 0 | 0 | 0 | 0 | -0.00308 | -0.00582 | -0.00582 | -0.00582 | -0.00582 | -0.00599 |  | 0 | 0 | 0 | 0 | 0 | 0
997560 | SUN_BARRE | 115 | 101 | 700 | 25.58 | 0 | 25.58 | 25.58 | 0 | 0 | -0.00294 | -0.00581 | -0.00581 | -0.00581 | -0.00581 | -0.00598 |  | 0 | 0 | 0 | 0 | 0 | 0
105731 | ANTRIM GSU | 0.69 | 101 | 684 | 0 | 0 | 0 | 0 | 0 | 0 | -0.00191 | -0.00559 | -0.00559 | -0.00559 | -0.00559 | -0.00582 |  | 0 | 0 | 0 | 0 | 0 | 0
994895 | WND_TUTTLE~1 | 115 | 101 | 680 | 28.4 | 0 | 28.4 | 28.4 | 0 | 0 | -0.00191 | -0.00559 | -0.00559 | -0.00559 | -0.00559 | -0.00582 |  | 0 | 0 | 0 | 0 | 0 | 0
109550 | BELLOWS FALS | 6.9 | 101 | 400 | 0 | 0 | 0 | 0 | 0 | 0 | 0.00327 | -0.00516 | -0.00516 | -0.00516 | -0.00516 | -0.0057 |  | 0 | 0 | 0 | 0 | 0 | 0
998940 | SUN_WESTMI~1 | 12.5 | 101 | 822 | 0 | 0 | 0 | 0 | 0 | 0 | 0.00327 | -0.00516 | -0.00516 | -0.00516 | -0.00516 | -0.0057 |  | 0 | 0 | 0 | 0 | 0 | 0
108898 | SHEFLD CLR-N | 0.69 | 101 | 704 | 0 | 0 | 0 | 0 | 0 | 0 | -0.00219 | -0.00543 | -0.00543 | -0.00543 | -0.00543 | -0.00559 |  | 0 | 0 | 0 | 0 | 0 | 0
108899 | SHEFLD CLR-S | 0.69 | 101 | 704 | 0 | 0 | 0 | 0 | 0 | 0 | -0.00219 | -0.00543 | -0.00543 | -0.00543 | -0.00543 | -0.00559 |  | 0 | 0 | 0 | 0 | 0 | 0
109102 | WDANVILLE HY | 7.2 | 101 | 704 | 0 | 0 | 0 | 0 | 0 | 0 | -0.00199 | -0.00538 | -0.00538 | -0.00538 | -0.00538 | -0.00554 |  | 0 | 0 | 0 | 0 | 0 | 0
113451 | CHINOOK_PV | 0.6 | 101 | 1110 | 0 | 0 | 0 | 0 | 0 | 0 | 0.00495 | -0.00476 | -0.00476 | -0.00476 | -0.00476 | -0.00535 |  | 0 | 0 | 0 | 0 | 0 | 0
105726 | JACKMAN HYD | 2.4 | 101 | 684 | 3.6 | 0 | 3.6 | 3.6 | 0 | 0 | -0.00091 | -0.00507 | -0.00507 | -0.00507 | -0.00507 | -0.00528 |  | 0 | 0 | 0 | 0 | 0 | 0
116505 | BERKSHRE_G1 | 21 | 101 | 1333 | 270 | 0 | 270 | 270 | 0 | 0 | -0.01483 | -0.00515 | -0.00515 | -0.00515 | -0.00515 | -0.00515 |  | 0 | 0 | 0 | 0 | 0 | 0
106048 | MCINDOES FLS | 2.4 | 101 | 400 | 0 | 0 | 0 | 0 | 0 | 0 | -0.00086 | -0.00493 | -0.00493 | -0.00493 | -0.00493 | -0.00509 |  | 0 | 0 | 0 | 0 | 0 | 0
109070 | DODGE FALLS | 4.25 | 101 | 704 | 0 | 0 | 0 | 0 | 0 | 0 | -0.00086 | -0.00493 | -0.00493 | -0.00493 | -0.00493 | -0.00509 |  | 0 | 0 | 0 | 0 | 0 | 0
109106 | BARNET_D | 2.4 | 101 | 704 | 0 | 0 | 0 | 0 | 0 | 0 | -0.00089 | -0.00494 | -0.00494 | -0.00494 | -0.00494 | -0.00509 |  | 0 | 0 | 0 | 0 | 0 | 0
109131 | BATH | 2.4 | 101 | 704 | 0 | 0 | 0 | 0 | 0 | 0 | -0.00086 | -0.00493 | -0.00493 | -0.00493 | -0.00493 | -0.00509 |  | 0 | 0 | 0 | 0 | 0 | 0
109170 | RYEGATE WOOD | 13.8 | 101 | 704 | 19 | 0 | 19 | 19 | 0 | 0 | -0.00086 | -0.00493 | -0.00493 | -0.00493 | -0.00493 | -0.00509 |  | 0 | 0 | 0 | 0 | 0 | 0
109248 | EAST BARNET | 4 | 101 | 704 | 0 | 0 | 0 | 0 | 0 | 0 | -0.0006 | -0.0048 | -0.0048 | -0.0048 | -0.0048 | -0.00496 |  | 0 | 0 | 0 | 0 | 0 | 0
109252 | PASSUMPSIC | 2.4 | 101 | 704 | 0 | 0 | 0 | 0 | 0 | 0 | -0.0006 | -0.0048 | -0.0048 | -0.0048 | -0.0048 | -0.00496 |  | 0 | 0 | 0 | 0 | 0 | 0
109253 | ARNOLD FALLS | 2.3 | 101 | 704 | 0 | 0 | 0 | 0 | 0 | 0 | -0.0006 | -0.0048 | -0.0048 | -0.0048 | -0.0048 | -0.00496 |  | 0 | 0 | 0 | 0 | 0 | 0
109254 | PIERCE MILLS | 2.3 | 101 | 704 | 0 | 0 | 0 | 0 | 0 | 0 | -0.0006 | -0.0048 | -0.0048 | -0.0048 | -0.0048 | -0.00496 |  | 0 | 0 | 0 | 0 | 0 | 0
994264 | SUN_LITTLE~1 | 115 | 101 | 560 | 27 | 0 | 27 | 27 | 0 | 0 | 0.00015 | -0.00451 | -0.00451 | -0.00451 | -0.00451 | -0.00466 |  | 0 | 0 | 0 | 0 | 0 | 0
105110 | GRANITE DVAR | 0.48 | 101 | 524 | 0 | 0 | 0 | 0 | 0 | 0 | 0.00018 | -0.0045 | -0.0045 | -0.0045 | -0.0045 | -0.00465 |  | 0 | 0 | 0 | 0 | 0 | 0
105113 | GRANITE_DIX | 1 | 101 | 524 | 6.34 | 0 | 6.34 | 6.34 | 0 | 0 | 0.00018 | -0.0045 | -0.0045 | -0.0045 | -0.0045 | -0.00465 |  | 0 | 0 | 0 | 0 | 0 | 0
105117 | GW_FSH_AG 9A | 1 | 101 | 524 | 8.15 | 0 | 8.15 | 8.15 | 0 | 0 | 0.00018 | -0.0045 | -0.0045 | -0.0045 | -0.0045 | -0.00465 |  | 0 | 0 | 0 | 0 | 0 | 0
105120 | GW_FSH_T33L | 1 | 101 | 524 | 0.91 | 0 | 0.91 | 0.91 | 0 | 0 | 0.00018 | -0.0045 | -0.0045 | -0.0045 | -0.0045 | -0.00465 |  | 0 | 0 | 0 | 0 | 0 | 0
105123 | GW_FSH_T31L | 1 | 101 | 524 | 0.91 | 0 | 0.91 | 0.91 | 0 | 0 | 0.00018 | -0.0045 | -0.0045 | -0.0045 | -0.0045 | -0.00465 |  | 0 | 0 | 0 | 0 | 0 | 0
105125 | GW_FSH_T32L | 1 | 101 | 524 | 0.91 | 0 | 0.91 | 0.91 | 0 | 0 | 0.00018 | -0.0045 | -0.0045 | -0.0045 | -0.0045 | -0.00465 |  | 0 | 0 | 0 | 0 | 0 | 0
105128 | GRAN OWLAG | 1 | 101 | 524 | 4.53 | 0 | 4.53 | 4.53 | 0 | 0 | 0.00018 | -0.0045 | -0.0045 | -0.0045 | -0.0045 | -0.00465 |  | 0 | 0 | 0 | 0 | 0 | 0
105132 | GW_OWL_T16L | 1 | 101 | 524 | 0.91 | 0 | 0.91 | 0.91 | 0 | 0 | 0.00018 | -0.0045 | -0.0045 | -0.0045 | -0.0045 | -0.00465 |  | 0 | 0 | 0 | 0 | 0 | 0
105135 | GW_OWL_T15L | 1 | 101 | 524 | 0.91 | 0 | 0.91 | 0.91 | 0 | 0 | 0.00018 | -0.0045 | -0.0045 | -0.0045 | -0.0045 | -0.00465 |  | 0 | 0 | 0 | 0 | 0 | 0
105138 | GW_OWL_T14L | 1 | 101 | 524 | 0.91 | 0 | 0.91 | 0.91 | 0 | 0 | 0.00018 | -0.0045 | -0.0045 | -0.0045 | -0.0045 | -0.00465 |  | 0 | 0 | 0 | 0 | 0 | 0
105140 | GW_OWL_T13L | 1 | 101 | 524 | 0.91 | 0 | 0.91 | 0.91 | 0 | 0 | 0.00018 | -0.0045 | -0.0045 | -0.0045 | -0.0045 | -0.00465 |  | 0 | 0 | 0 | 0 | 0 | 0
105143 | GW_OWL_T12L | 1 | 101 | 524 | 0.91 | 0 | 0.91 | 0.91 | 0 | 0 | 0.00018 | -0.0045 | -0.0045 | -0.0045 | -0.0045 | -0.00465 |  | 0 | 0 | 0 | 0 | 0 | 0
105145 | GW_OWL_T11L | 1 | 101 | 524 | 0.91 | 0 | 0.91 | 0.91 | 0 | 0 | 0.00018 | -0.0045 | -0.0045 | -0.0045 | -0.0045 | -0.00465 |  | 0 | 0 | 0 | 0 | 0 | 0
105147 | GW_OWL_T10L | 1 | 101 | 524 | 0.91 | 0 | 0.91 | 0.91 | 0 | 0 | 0.00018 | -0.0045 | -0.0045 | -0.0045 | -0.0045 | -0.00465 |  | 0 | 0 | 0 | 0 | 0 | 0
105149 | GW_OWL_T09L | 1 | 101 | 524 | 0.91 | 0 | 0.91 | 0.91 | 0 | 0 | 0.00018 | -0.0045 | -0.0045 | -0.0045 | -0.0045 | -0.00465 |  | 0 | 0 | 0 | 0 | 0 | 0
105151 | GW_OWL_T08L | 1 | 101 | 524 | 0.91 | 0 | 0.91 | 0.91 | 0 | 0 | 0.00018 | -0.0045 | -0.0045 | -0.0045 | -0.0045 | -0.00465 |  | 0 | 0 | 0 | 0 | 0 | 0
105152 | SMITH HYDRO | 6.6 | 101 | 523 | 17.6 | 0 | 17.6 | 17.6 | 0 | 0 | 0.00018 | -0.0045 | -0.0045 | -0.0045 | -0.0045 | -0.00465 |  | 0 | 0 | 0 | 0 | 0 | 0
105180 | PONTOOK HYD | 4.16 | 101 | 524 | 9.6 | 0 | 9.6 | 9.6 | 0 | 0 | 0.00018 | -0.0045 | -0.0045 | -0.0045 | -0.0045 | -0.00465 |  | 0 | 0 | 0 | 0 | 0 | 0
105188 | BURGESS GEN | 13.8 | 101 | 523 | 65.38 | 0 | 65.38 | 65.38 | 0 | 0 | 0.00018 | -0.0045 | -0.0045 | -0.0045 | -0.0045 | -0.00465 |  | 0 | 0 | 0 | 0 | 0 | 0
105193 | GLAKES BERLN | 23 | 101 | 524 | 25 | 0 | 25 | 25 | 0 | 0 | 0.00018 | -0.0045 | -0.0045 | -0.0045 | -0.0045 | -0.00465 |  | 0 | 0 | 0 | 0 | 0 | 0
105194 | GORHAM HYDRO | 2.3 | 101 | 524 | 2.05 | 0 | 2.05 | 2.05 | 0 | 0 | 0.00018 | -0.0045 | -0.0045 | -0.0045 | -0.0045 | -0.00465 |  | 0 | 0 | 0 | 0 | 0 | 0
105197 | JERICHO | 0.69 | 101 | 523 | 2.5 | 0 | 2.5 | 2.5 | 0 | 0 | 0.00018 | -0.0045 | -0.0045 | -0.0045 | -0.0045 | -0.00465 |  | 0 | 0 | 0 | 0 | 0 | 0
105206 | LOST NATION | 13.2 | 101 | 524 | 14.1 | 0 | 14.1 | 14.1 | 0 | 0 | 0.00018 | -0.0045 | -0.0045 | -0.0045 | -0.0045 | -0.00465 |  | 0 | 0 | 0 | 0 | 0 | 0
105219 | BETHLEHEM | 13.8 | 101 | 524 | 15.75 | 0 | 15.75 | 15.75 | 0 | 0 | 0.00018 | -0.0045 | -0.0045 | -0.0045 | -0.0045 | -0.00465 |  | 0 | 0 | 0 | 0 | 0 | 0
105221 | WHITEFLD P&L | 13.8 | 101 | 524 | 18 | 0 | 18 | 18 | 0 | 0 | 0.00018 | -0.0045 | -0.0045 | -0.0045 | -0.0045 | -0.00465 |  | 0 | 0 | 0 | 0 | 0 | 0
994210 | SUN_PARIS | 115 | 101 | 520 | 45 | 0 | 45 | 45 | 0 | 0 | 0.00018 | -0.0045 | -0.0045 | -0.0045 | -0.0045 | -0.00465 |  | 0 | 0 | 0 | 0 | 0 | 0
994220 | WAT BAT_BE~1 | 115 | 101 | 520 | 15 | 0 | 15 | 15 | 0 | 0 | 0.00018 | -0.0045 | -0.0045 | -0.0045 | -0.0045 | -0.00465 |  | 0 | 0 | 0 | 0 | 0 | 0
994231 | SUNBAT_Ber~1 | 115 | 101 | 520 | 113.01 | 0 | 113.01 | 113.01 | 0 | 0 | 0.00018 | -0.0045 | -0.0045 | -0.0045 | -0.0045 | -0.00465 |  | 0 | 0 | 0 | 0 | 0 | 0
106044 | MOORE G1 | 13.8 | 101 | 400 | 51.82 | 0 | 51.82 | 51.82 | 0 | 0 | 0.00023 | -0.00448 | -0.00448 | -0.00448 | -0.00448 | -0.00463 |  | 0 | 0 | 0 | 0 | 0 | 0
106046 | MOORE G3 | 13.8 | 101 | 400 | 47.27 | 0 | 47.27 | 47.27 | 0 | 0 | 0.0003 | -0.00445 | -0.00445 | -0.00445 | -0.00445 | -0.0046 |  | 0 | 0 | 0 | 0 | 0 | 0
116492 | W-SPRNGFLD-1 | 13.8 | 101 | 1333 | 39 | 0 | 39 | 39 | 0 | 0 | -0.01396 | -0.00457 | -0.00457 | -0.00457 | -0.00457 | -0.00457 |  | 0 | 0 | 0 | 0 | 0 | 0
116493 | W-SPRNGFLD-2 | 13.8 | 101 | 1333 | 0 | 0 | 0 | 0 | 0 | 0 | -0.01396 | -0.00457 | -0.00457 | -0.00457 | -0.00457 | -0.00457 |  | 0 | 0 | 0 | 0 | 0 | 0
116494 | W-SPRNGFLD-3 | 13.8 | 101 | 1333 | 107 | 0 | 107 | 107 | 0 | 0 | -0.01396 | -0.00457 | -0.00457 | -0.00457 | -0.00457 | -0.00457 |  | 0 | 0 | 0 | 0 | 0 | 0
116495 | SPGFLD RFUSE | 4.16 | 101 | 1334 | 0 | 0 | 0 | 0 | 0 | 0 | -0.01396 | -0.00457 | -0.00457 | -0.00457 | -0.00457 | -0.00457 |  | 0 | 0 | 0 | 0 | 0 | 0
106045 | MOORE G2 | 13.8 | 101 | 400 | 47.27 | 0 | 47.27 | 47.27 | 0 | 0 | 0.00043 | -0.0044 | -0.0044 | -0.0044 | -0.0044 | -0.00455 |  | 0 | 0 | 0 | 0 | 0 | 0
106047 | MOORE G4 | 13.8 | 101 | 400 | 47.27 | 0 | 47.27 | 47.27 | 0 | 0 | 0.00043 | -0.0044 | -0.0044 | -0.0044 | -0.0044 | -0.00455 |  | 0 | 0 | 0 | 0 | 0 | 0
996009 | WAT_MOORE ~1 | 230 | 101 | 400 | 4.6 | 0 | 4.6 | 4.6 | 0 | 0 | 0.00043 | -0.0044 | -0.0044 | -0.0044 | -0.0044 | -0.00455 |  | 0 | 0 | 0 | 0 | 0 | 0
105271 | WHITELAKE_JT | 13.8 | 101 | 564 | 18.1 | 0 | 18.1 | 18.1 | 0 | 0 | 0.00045 | -0.00439 | -0.00439 | -0.00439 | -0.00439 | -0.00454 |  | 0 | 0 | 0 | 0 | 0 | 0
105276 | TAMWORTH GEN | 13.8 | 101 | 564 | 21.15 | 0 | 21.15 | 21.15 | 0 | 0 | 0.00045 | -0.00439 | -0.00439 | -0.00439 | -0.00439 | -0.00454 |  | 0 | 0 | 0 | 0 | 0 | 0
105288 | GROTON G1 | 0.69 | 101 | 564 | 4.88 | 0 | 4.88 | 4.88 | 0 | 0 | 0.00048 | -0.00438 | -0.00438 | -0.00438 | -0.00438 | -0.00453 |  | 0 | 0 | 0 | 0 | 0 | 0
105290 | GROTON G2 | 0.69 | 101 | 564 | 4.88 | 0 | 4.88 | 4.88 | 0 | 0 | 0.00048 | -0.00438 | -0.00438 | -0.00438 | -0.00438 | -0.00453 |  | 0 | 0 | 0 | 0 | 0 | 0
105291 | GROTON DVAR | 0.48 | 101 | 564 | 0 | 0 | 0 | 0 | 0 | 0 | 0.00048 | -0.00438 | -0.00438 | -0.00438 | -0.00438 | -0.00453 |  | 0 | 0 | 0 | 0 | 0 | 0
106040 | COMERFORD G1 | 13.8 | 101 | 400 | 32.24 | 0 | 32.24 | 32.24 | 0 | 0 | 0.00049 | -0.00438 | -0.00438 | -0.00438 | -0.00438 | -0.00453 |  | 0 | 0 | 0 | 0 | 0 | 0
106041 | COMERFORD G2 | 13.8 | 101 | 400 | 44.63 | 0 | 44.63 | 44.63 | 0 | 0 | 0.00049 | -0.00438 | -0.00438 | -0.00438 | -0.00438 | -0.00453 |  | 0 | 0 | 0 | 0 | 0 | 0
106042 | COMERFORD G3 | 13.8 | 101 | 400 | 44.63 | 0 | 44.63 | 44.63 | 0 | 0 | 0.00049 | -0.00438 | -0.00438 | -0.00438 | -0.00438 | -0.00453 |  | 0 | 0 | 0 | 0 | 0 | 0
106043 | COMERFORD G4 | 13.8 | 101 | 400 | 44.63 | 0 | 44.63 | 44.63 | 0 | 0 | 0.00049 | -0.00438 | -0.00438 | -0.00438 | -0.00438 | -0.00453 |  | 0 | 0 | 0 | 0 | 0 | 0
996003 | SUN_COMERF~1 | 230 | 101 | 400 | 76.25 | 0 | 76.25 | 76.25 | 0 | 0 | 0.00049 | -0.00438 | -0.00438 | -0.00438 | -0.00438 | -0.00453 |  | 0 | 0 | 0 | 0 | 0 | 0
105297 | BRIDGEWATER | 13.8 | 101 | 564 | 15.75 | 0 | 15.75 | 15.75 | 0 | 0 | 0.00053 | -0.00435 | -0.00435 | -0.00435 | -0.00435 | -0.00451 |  | 0 | 0 | 0 | 0 | 0 | 0
105310 | ALEXANDRIA_G | 13.8 | 101 | 564 | 16.5 | 0 | 16.5 | 16.5 | 0 | 0 | 0.00059 | -0.00433 | -0.00433 | -0.00433 | -0.00433 | -0.00449 |  | 0 | 0 | 0 | 0 | 0 | 0
105317 | AYERS ISLAND | 2.3 | 101 | 564 | 9.08 | 0 | 9.08 | 9.08 | 0 | 0 | 0.00059 | -0.00433 | -0.00433 | -0.00433 | -0.00433 | -0.00449 |  | 0 | 0 | 0 | 0 | 0 | 0
105324 | EASTMAN FALS | 2.4 | 101 | 564 | 6.47 | 0 | 6.47 | 6.47 | 0 | 0 | 0.00067 | -0.0043 | -0.0043 | -0.0043 | -0.0043 | -0.00446 |  | 0 | 0 | 0 | 0 | 0 | 0
105334 | LACONIA | 34.5 | 101 | 562 | 0.89 | 0 | 0.89 | 0.89 | 0 | 0 | 0.00067 | -0.0043 | -0.0043 | -0.0043 | -0.0043 | -0.00446 |  | 0 | 0 | 0 | 0 | 0 | 0
994418 | SUN_WEBSTER | 115 | 101 | 560 | 19.9 | 0 | 19.9 | 19.9 | 0 | 0 | 0.00067 | -0.0043 | -0.0043 | -0.0043 | -0.0043 | -0.00446 |  | 0 | 0 | 0 | 0 | 0 | 0
993017 | SUN_FLOREN~1 | 115 | 101 | 1100 | 0 | 0 | 0 | 0 | 0 | 0 | -0.0133 | -0.00402 | -0.00402 | -0.00402 | -0.00402 | -0.00402 |  | 0 | 0 | 0 | 0 | 0 | 0
105357 | FARMWOOD_SC1 | 12.5 | 101 | 563 | 0 | 0 | 0 | 0 | 0 | 0 | 0.00166 | -0.0038 | -0.0038 | -0.0038 | -0.0038 | -0.00394 |  | 0 | 0 | 0 | 0 | 0 | 0
105358 | FARMWOOD_SC2 | 12.5 | 101 | 563 | 0 | 0 | 0 | 0 | 0 | 0 | 0.00166 | -0.0038 | -0.0038 | -0.0038 | -0.0038 | -0.00394 |  | 0 | 0 | 0 | 0 | 0 | 0
105362 | WES CONCORD | 4.16 | 101 | 644 | 13 | 0 | 13 | 13 | 0 | 0 | 0.00166 | -0.0038 | -0.0038 | -0.0038 | -0.0038 | -0.00394 |  | 0 | 0 | 0 | 0 | 0 | 0
113907 | SHREWSBRY | 69 | 101 | 1214 | 0 | 0 | 0 | 0 | 0 | 0 | 0.00492 | -0.00371 | -0.00371 | -0.00371 | -0.00371 | -0.00364 |  | 0 | 0 | 0 | 0 | 0 | 0
105374 | GARVINS HYD | 11 | 101 | 644 | 7.66 | 0 | 7.66 | 7.66 | 0 | 0 | 0.00238 | -0.00344 | -0.00344 | -0.00344 | -0.00344 | -0.00357 |  | 0 | 0 | 0 | 0 | 0 | 0
105375 | HOOKSET HYD | 11 | 101 | 644 | 7.15 | 0 | 7.15 | 7.15 | 0 | 0 | 0.00238 | -0.00344 | -0.00344 | -0.00344 | -0.00344 | -0.00357 |  | 0 | 0 | 0 | 0 | 0 | 0
105700 | AMOSKEAG N. | 2.3 | 101 | 644 | 8.75 | 0 | 8.75 | 8.75 | 0 | 0 | 0.00231 | -0.00345 | -0.00345 | -0.00345 | -0.00345 | -0.00357 |  | 0 | 0 | 0 | 0 | 0 | 0
105701 | AMOSKEAG S. | 2.3 | 101 | 644 | 8.75 | 0 | 8.75 | 8.75 | 0 | 0 | 0.00231 | -0.00345 | -0.00345 | -0.00345 | -0.00345 | -0.00357 |  | 0 | 0 | 0 | 0 | 0 | 0
994484 | SUN_GARVINS | 115 | 101 | 640 | 17.5 | 0 | 17.5 | 17.5 | 0 | 0 | 0.00238 | -0.00344 | -0.00344 | -0.00344 | -0.00344 | -0.00357 |  | 0 | 0 | 0 | 0 | 0 | 0
105386 | MERRIMACK_G2 | 24 | 101 | 643 | 335.49 | 0 | 335.49 | 335.49 | 0 | 0 | 0.00245 | -0.00342 | -0.00342 | -0.00342 | -0.00342 | -0.00355 |  | 0 | 0 | 0 | 0 | 0 | 0
105385 | MERRIMACK_G1 | 14.4 | 101 | 643 | 112.5 | 0 | 112.5 | 112.5 | 0 | 0 | 0.00245 | -0.00342 | -0.00342 | -0.00342 | -0.00342 | -0.00354 |  | 0 | 0 | 0 | 0 | 0 | 0
105387 | MERRIMACK_CT | 13.8 | 101 | 643 | 35.4 | 0 | 35.4 | 35.4 | 0 | 0 | 0.00245 | -0.00342 | -0.00342 | -0.00342 | -0.00342 | -0.00354 |  | 0 | 0 | 0 | 0 | 0 | 0
995034 | SUN_S-MILF~1 | 115 | 101 | 640 | 16 | 0 | 16 | 16 | 0 | 0 | 0.00211 | -0.00342 | -0.00342 | -0.00342 | -0.00342 | -0.00353 |  | 0 | 0 | 0 | 0 | 0 | 0
116458 | FRONT STREET | 4.16 | 101 | 1334 | 0 | 0 | 0 | 0 | 0 | 0 | -0.0126 | -0.00351 | -0.00351 | -0.00351 | -0.00351 | -0.00351 |  | 0 | 0 | 0 | 0 | 0 | 0
994502 | WND_PINE H~1 | 115 | 101 | 640 | 4.98 | 0 | 4.98 | 4.98 | 0 | 0 | 0.00255 | -0.00328 | -0.00328 | -0.00328 | -0.00328 | -0.0034 |  | 0 | 0 | 0 | 0 | 0 | 0
116452 | HADLEY FALLS | 6.6 | 101 | 1334 | 14.95 | 0 | 14.95 | 14.95 | 0 | 0 | -0.01235 | -0.00331 | -0.00331 | -0.00331 | -0.00331 | -0.00331 |  | 0 | 0 | 0 | 0 | 0 | 0
114858 | MILFRD MA CT | 13.8 | 101 | 1140 | 109.83 | 0 | 109.83 | 109.83 | 0 | 0 | 0.00024 | -0.00332 | -0.00332 | -0.00332 | -0.00332 | -0.00325 |  | 0 | 0 | 0 | 0 | 0 | 0
114859 | MILFRD MA ST | 13.8 | 101 | 1140 | 92.17 | 0 | 92.17 | 92.17 | 0 | 0 | 0.00024 | -0.00332 | -0.00332 | -0.00332 | -0.00332 | -0.00325 |  | 0 | 0 | 0 | 0 | 0 | 0
993118 | SUN_5 CORN~1 | 115 | 101 | 1100 | 0 | 0 | 0 | 0 | 0 | 0 | -0.01215 | -0.00315 | -0.00315 | -0.00315 | -0.00315 | -0.00316 |  | 0 | 0 | 0 | 0 | 0 | 0
105633 | GRANITE R ST | 16 | 101 | 643 | 231.83 | 0 | 231.83 | 231.83 | 0 | 0 | 0.00304 | -0.003 | -0.003 | -0.003 | -0.003 | -0.0031 |  | 0 | 0 | 0 | 0 | 0 | 0
116417 | STONY BRK 1A | 13.8 | 101 | 1333 | 103.17 | 0 | 103.17 | 103.17 | 0 | 0 | -0.01042 | -0.00305 | -0.00305 | -0.00305 | -0.00305 | -0.00306 |  | 0 | 0 | 0 | 0 | 0 | 0
116418 | STONY BRK 1B | 13.8 | 101 | 1333 | 101.67 | 0 | 101.67 | 101.67 | 0 | 0 | -0.01042 | -0.00305 | -0.00305 | -0.00305 | -0.00305 | -0.00306 |  | 0 | 0 | 0 | 0 | 0 | 0
116419 | STONY BRK 1C | 13.8 | 101 | 1333 | 103.17 | 0 | 103.17 | 103.17 | 0 | 0 | -0.01042 | -0.00305 | -0.00305 | -0.00305 | -0.00305 | -0.00306 |  | 0 | 0 | 0 | 0 | 0 | 0
116420 | STONY BRK 1S | 13.8 | 101 | 1333 | 21.31 | 0 | 82.36 | 21.31 | 0 | 61.05 | -0.01042 | -0.00305 | -0.00305 | -0.00305 | -0.00305 | -0.00306 |  | 0 | 0 | 0 | 0 | 0 | 0
116421 | STONY BRK 2A | 13.8 | 101 | 1333 | 0 | 0 | 0 | 0 | 0 | 0 | -0.01042 | -0.00305 | -0.00305 | -0.00305 | -0.00305 | -0.00306 |  | 0 | 0 | 0 | 0 | 0 | 0
116422 | STONY BRK 2B | 13.8 | 101 | 1333 | 0 | 0 | 0 | 0 | 0 | 0 | -0.01042 | -0.00305 | -0.00305 | -0.00305 | -0.00305 | -0.00306 |  | 0 | 0 | 0 | 0 | 0 | 0
996045 | BAT_LUDLOW | 345 | 101 | 1330 | 0 | 0 | 0 | 0 | 0 | 0 | -0.01042 | -0.00305 | -0.00305 | -0.00305 | -0.00305 | -0.00306 |  | 0 | 0 | 0 | 0 | 0 | 0
105882 | MINES FALLS | 34.5 | 101 | 644 | 0.83 | 0 | 0.83 | 0.83 | 0 | 0 | 0.00323 | -0.00294 | -0.00294 | -0.00294 | -0.00294 | -0.00304 |  | 0 | 0 | 0 | 0 | 0 | 0
105415 | ROCH LANDFIL | 4.16 | 101 | 604 | 4.98 | 0 | 4.98 | 4.98 | 0 | 0 | 0.00329 | -0.00287 | -0.00287 | -0.00287 | -0.00287 | -0.00297 |  | 0 | 0 | 0 | 0 | 0 | 0
994517 | SUN_EASTPORT | 115 | 101 | 600 | 38 | 0 | 38 | 38 | 0 | 0 | 0.00329 | -0.00287 | -0.00287 | -0.00287 | -0.00287 | -0.00297 |  | 0 | 0 | 0 | 0 | 0 | 0
994704 | SUN_BRENTW~1 | 115 | 101 | 600 | 10 | 0 | 10 | 10 | 0 | 0 | 0.00329 | -0.00286 | -0.00286 | -0.00286 | -0.00286 | -0.00296 |  | 0 | 0 | 0 | 0 | 0 | 0
105450 | SCHILLER_G4 | 13.8 | 101 | 603 | 47.5 | 0 | 47.5 | 47.5 | 0 | 0 | 0.00335 | -0.00283 | -0.00283 | -0.00283 | -0.00283 | -0.00293 |  | 0 | 0 | 0 | 0 | 0 | 0
105451 | SCHILLER_G5 | 13.8 | 101 | 603 | 49.6 | 0 | 49.6 | 49.6 | 0 | 0 | 0.00335 | -0.00283 | -0.00283 | -0.00283 | -0.00283 | -0.00293 |  | 0 | 0 | 0 | 0 | 0 | 0
105452 | SCHILLER_G6 | 13.8 | 101 | 603 | 48 | 0 | 48 | 48 | 0 | 0 | 0.00335 | -0.00283 | -0.00283 | -0.00283 | -0.00283 | -0.00293 |  | 0 | 0 | 0 | 0 | 0 | 0
105454 | SCHILLER JET | 13.8 | 101 | 604 | 17.62 | 0 | 17.62 | 17.62 | 0 | 0 | 0.00335 | -0.00283 | -0.00283 | -0.00283 | -0.00283 | -0.00293 |  | 0 | 0 | 0 | 0 | 0 | 0
113429 | FRENCH_B1 | 0.48 | 101 | 1110 | 0 | 0 | 0 | 0 | 0 | 0 | -0.0026 | -0.00293 | -0.00293 | -0.00293 | -0.00293 | -0.00287 |  | 0 | 0 | 0 | 0 | 0 | 0
113431 | FRENCH_A1 | 0.48 | 101 | 1110 | 0 | 0 | 0 | 0 | 0 | 0 | -0.0026 | -0.00293 | -0.00293 | -0.00293 | -0.00293 | -0.00287 |  | 0 | 0 | 0 | 0 | 0 | 0
113432 | FRENCH_A2 | 0.48 | 101 | 1110 | 0 | 0 | 0 | 0 | 0 | 0 | -0.0026 | -0.00293 | -0.00293 | -0.00293 | -0.00293 | -0.00287 |  | 0 | 0 | 0 | 0 | 0 | 0
993287 | SUN_NORTH ~1 | 115 | 101 | 1110 | 0 | 0 | 0 | 0 | 0 | 0 | -0.0026 | -0.00293 | -0.00293 | -0.00293 | -0.00293 | -0.00287 |  | 0 | 0 | 0 | 0 | 0 | 0
100484 | SANFORD | 34.5 | 101 | 112 | 0 | 0 | 0 | 0 | 0 | 0 | 0.00352 | -0.00274 | -0.00274 | -0.00274 | -0.00274 | -0.00284 |  | 0 | 0 | 0 | 0 | 0 | 0
100351 | KIBBY STRNG1 | 1 | 101 | 144 | 6.03 | 0 | 6.03 | 6.03 | 0 | 0 | 0.00352 | -0.00273 | -0.00273 | -0.00273 | -0.00273 | -0.00283 |  | 0 | 0 | 0 | 0 | 0 | 0
100352 | KIBBY STRNG2 | 1 | 101 | 144 | 0 | 0 | 0 | 0 | 0 | 0 | 0.00352 | -0.00273 | -0.00273 | -0.00273 | -0.00273 | -0.00283 |  | 0 | 0 | 0 | 0 | 0 | 0
100353 | KIBBY STRNG3 | 1 | 101 | 144 | 6.03 | 0 | 6.03 | 6.03 | 0 | 0 | 0.00352 | -0.00273 | -0.00273 | -0.00273 | -0.00273 | -0.00283 |  | 0 | 0 | 0 | 0 | 0 | 0
100354 | KIBBY STRNG4 | 1 | 101 | 144 | 4.17 | 0 | 4.17 | 4.17 | 0 | 0 | 0.00352 | -0.00273 | -0.00273 | -0.00273 | -0.00273 | -0.00283 |  | 0 | 0 | 0 | 0 | 0 | 0
100355 | KIBBY W DVAR | 34.5 | 101 | 144 | 0 | 0 | 0 | 0 | 0 | 0 | 0.00352 | -0.00273 | -0.00273 | -0.00273 | -0.00273 | -0.00283 |  | 0 | 0 | 0 | 0 | 0 | 0
100356 | HARRIS HY T1 | 13.8 | 101 | 113 | 17 | 0 | 17 | 17 | 0 | 0 | 0.00352 | -0.00273 | -0.00273 | -0.00273 | -0.00273 | -0.00283 |  | 0 | 0 | 0 | 0 | 0 | 0
100357 | HARRIS HY T2 | 13.8 | 101 | 113 | 0 | 0 | 0 | 0 | 0 | 0 | 0.00352 | -0.00273 | -0.00273 | -0.00273 | -0.00273 | -0.00283 |  | 0 | 0 | 0 | 0 | 0 | 0
100358 | HARRIS HY T3 | 13.8 | 101 | 113 | 0 | 0 | 0 | 0 | 0 | 0 | 0.00352 | -0.00273 | -0.00273 | -0.00273 | -0.00273 | -0.00283 |  | 0 | 0 | 0 | 0 | 0 | 0
100359 | VERJAY RILEY | 2.4 | 101 | 114 | 6.6 | 0 | 6.6 | 6.6 | 0 | 0 | 0.00352 | -0.00273 | -0.00273 | -0.00273 | -0.00273 | -0.00283 |  | 0 | 0 | 0 | 0 | 0 | 0
100360 | WYMAN HYD#1 | 13.8 | 101 | 113 | 29.01 | 0 | 29.01 | 29.01 | 0 | 0 | 0.00352 | -0.00273 | -0.00273 | -0.00273 | -0.00273 | -0.00283 |  | 0 | 0 | 0 | 0 | 0 | 0
100361 | WYMAN HYD#2 | 13.8 | 101 | 113 | 29.9 | 0 | 29.9 | 29.9 | 0 | 0 | 0.00352 | -0.00273 | -0.00273 | -0.00273 | -0.00273 | -0.00283 |  | 0 | 0 | 0 | 0 | 0 | 0
100362 | WYMAN HYD#3 | 13.8 | 101 | 113 | 0 | 0 | 0 | 0 | 0 | 0 | 0.00352 | -0.00273 | -0.00273 | -0.00273 | -0.00273 | -0.00283 |  | 0 | 0 | 0 | 0 | 0 | 0
100363 | WILLIAMS #1 | 6.9 | 101 | 113 | 8.22 | 0 | 8.22 | 8.22 | 0 | 0 | 0.00352 | -0.00273 | -0.00273 | -0.00273 | -0.00273 | -0.00283 |  | 0 | 0 | 0 | 0 | 0 | 0
100364 | WILLIAMS #2 | 6.9 | 101 | 113 | 0 | 0 | 0 | 0 | 0 | 0 | 0.00352 | -0.00273 | -0.00273 | -0.00273 | -0.00273 | -0.00283 |  | 0 | 0 | 0 | 0 | 0 | 0
100367 | YARMOUTH #3 | 14.4 | 101 | 113 | 116 | 0 | 116 | 116 | 0 | 0 | 0.00353 | -0.00273 | -0.00273 | -0.00273 | -0.00273 | -0.00283 |  | 0 | 0 | 0 | 0 | 0 | 0
100368 | YARMOUTH #4 | 22 | 101 | 113 | 0 | 0 | 0 | 0 | 0 | 0 | 0.00352 | -0.00273 | -0.00273 | -0.00273 | -0.00273 | -0.00283 |  | 0 | 0 | 0 | 0 | 0 | 0
100370 | AEI LIVERMRE | 13.8 | 101 | 113 | 35.3 | 0 | 35.3 | 35.3 | 0 | 0 | 0.00352 | -0.00273 | -0.00273 | -0.00273 | -0.00273 | -0.00283 |  | 0 | 0 | 0 | 0 | 0 | 0
100372 | SEA STRATTON | 13.8 | 101 | 113 | 0 | 0 | 0 | 0 | 0 | 0 | 0.00352 | -0.00273 | -0.00273 | -0.00273 | -0.00273 | -0.00283 |  | 0 | 0 | 0 | 0 | 0 | 0
100377 | VERSOCOGEN#1 | 13.8 | 101 | 113 | 0 | 0 | 0 | 0 | 0 | 0 | 0.00352 | -0.00273 | -0.00273 | -0.00273 | -0.00273 | -0.00283 |  | 0 | 0 | 0 | 0 | 0 | 0
100378 | VERSOCOGEN#2 | 13.8 | 101 | 113 | 44.64 | 0 | 45.17 | 44.64 | 0 | 0.53 | 0.00352 | -0.00273 | -0.00273 | -0.00273 | -0.00273 | -0.00283 |  | 0 | 0 | 0 | 0 | 0 | 0
100379 | VERSOCOGEN#3 | 13.8 | 101 | 113 | 44.1 | 0 | 44.1 | 44.1 | 0 | 0 | 0.00352 | -0.00273 | -0.00273 | -0.00273 | -0.00273 | -0.00283 |  | 0 | 0 | 0 | 0 | 0 | 0
100381 | RUMFORD PA C | 18 | 101 | 113 | 160.06 | 0 | 160.06 | 160.06 | 0 | 0 | 0.00352 | -0.00273 | -0.00273 | -0.00273 | -0.00273 | -0.00283 |  | 0 | 0 | 0 | 0 | 0 | 0
100382 | RUMFORD PA S | 13.8 | 101 | 113 | 84.88 | 0 | 84.88 | 84.88 | 0 | 0 | 0.00352 | -0.00273 | -0.00273 | -0.00273 | -0.00273 | -0.00283 |  | 0 | 0 | 0 | 0 | 0 | 0
100386 | WESTBROOK C1 | 18 | 101 | 113 | 174.71 | 0 | 174.71 | 174.71 | 0 | 0 | 0.00353 | -0.00273 | -0.00273 | -0.00273 | -0.00273 | -0.00283 |  | 0 | 0 | 0 | 0 | 0 | 0
100387 | WESTBROOK C2 | 18 | 101 | 113 | 174.71 | 0 | 174.71 | 174.71 | 0 | 0 | 0.00353 | -0.00273 | -0.00273 | -0.00273 | -0.00273 | -0.00283 |  | 0 | 0 | 0 | 0 | 0 | 0
100388 | WESTBROOK ST | 18 | 101 | 113 | 180.58 | 0 | 180.58 | 180.58 | 0 | 0 | 0.00353 | -0.00273 | -0.00273 | -0.00273 | -0.00273 | -0.00283 |  | 0 | 0 | 0 | 0 | 0 | 0
100389 | BUCKSPORT G4 | 18 | 101 | 113 | 160.3 | 0 | 160.3 | 160.3 | 0 | 0 | 0.00352 | -0.00273 | -0.00273 | -0.00273 | -0.00273 | -0.00283 |  | 0 | 0 | 0 | 0 | 0 | 0
100398 | RUMF FLS LH1 | 11.5 | 101 | 114 | 6.77 | 0 | 6.77 | 6.77 | 0 | 0 | 0.00352 | -0.00273 | -0.00273 | -0.00273 | -0.00273 | -0.00283 |  | 0 | 0 | 0 | 0 | 0 | 0
100399 | RUMF FLS LH2 | 11.5 | 101 | 114 | 6.77 | 0 | 6.77 | 6.77 | 0 | 0 | 0.00352 | -0.00273 | -0.00273 | -0.00273 | -0.00273 | -0.00283 |  | 0 | 0 | 0 | 0 | 0 | 0
100410 | HYD KENNEBEC | 4.16 | 101 | 113 | 7.83 | 0 | 7.83 | 7.83 | 0 | 0 | 0.00352 | -0.00273 | -0.00273 | -0.00273 | -0.00273 | -0.00283 |  | 0 | 0 | 0 | 0 | 0 | 0
100411 | RUMF FLS UH4 | 4.16 | 101 | 114 | 0 | 0 | 0 | 0 | 0 | 0 | 0.00352 | -0.00273 | -0.00273 | -0.00273 | -0.00273 | -0.00283 |  | 0 | 0 | 0 | 0 | 0 | 0
100412 | RUMF FLS UH2 | 11.5 | 101 | 114 | 15.45 | 0 | 15.45 | 15.45 | 0 | 0 | 0.00352 | -0.00273 | -0.00273 | -0.00273 | -0.00273 | -0.00283 |  | 0 | 0 | 0 | 0 | 0 | 0
100413 | RUMF FLS UH1 | 11.5 | 101 | 114 | 7.2 | 0 | 7.2 | 7.2 | 0 | 0 | 0.00352 | -0.00273 | -0.00273 | -0.00273 | -0.00273 | -0.00283 |  | 0 | 0 | 0 | 0 | 0 | 0
100416 | NEWPAGE BUS3 | 13.8 | 101 | 112 | 10 | 0 | 10 | 10 | 0 | 0 | 0.00352 | -0.00273 | -0.00273 | -0.00273 | -0.00273 | -0.00283 |  | 0 | 0 | 0 | 0 | 0 | 0
100418 | SAPPI WBRK 9 | 13.8 | 101 | 112 | 32.12 | 0 | 32.12 | 32.12 | 0 | 0 | 0.00353 | -0.00273 | -0.00273 | -0.00273 | -0.00273 | -0.00283 |  | 0 | 0 | 0 | 0 | 0 | 0
100419 | SAPPI WBRK10 | 13.8 | 101 | 112 | 10.95 | 0 | 10.95 | 10.95 | 0 | 0 | 0.00353 | -0.00273 | -0.00273 | -0.00273 | -0.00273 | -0.00283 |  | 0 | 0 | 0 | 0 | 0 | 0
100420 | VERSO JAY A | 13.8 | 101 | 112 | 34.5 | 0 | 34.5 | 34.5 | 0 | 0 | 0.00352 | -0.00273 | -0.00273 | -0.00273 | -0.00273 | -0.00283 |  | 0 | 0 | 0 | 0 | 0 | 0
100421 | VERSO JAY B | 13.8 | 101 | 112 | 34.5 | 0 | 34.5 | 34.5 | 0 | 0 | 0.00352 | -0.00273 | -0.00273 | -0.00273 | -0.00273 | -0.00283 |  | 0 | 0 | 0 | 0 | 0 | 0
100422 | SAPPI SMSTG1 | 13.8 | 101 | 114 | 0 | 0 | 0 | 0 | 0 | 0 | 0.00352 | -0.00273 | -0.00273 | -0.00273 | -0.00273 | -0.00283 |  | 0 | 0 | 0 | 0 | 0 | 0
100423 | SAPPI SMSTG2 | 13.8 | 101 | 114 | 60 | 0 | 60 | 60 | 0 | 0 | 0.00352 | -0.00273 | -0.00273 | -0.00273 | -0.00273 | -0.00283 |  | 0 | 0 | 0 | 0 | 0 | 0
100425 | NEWPAGE COGN | 13.8 | 101 | 113 | 119 | 1 | 119 | 119 | 0 | 0 | 0.00352 | -0.00273 | -0.00273 | -0.00273 | -0.00273 | -0.00283 |  | 0 | 0 | 0 | 0 | 0 | 0
100427 | VERJAY LVRHY | 2.3 | 101 | 114 | 6 | 0 | 6 | 6 | 0 | 0 | 0.00352 | -0.00273 | -0.00273 | -0.00273 | -0.00273 | -0.00283 |  | 0 | 0 | 0 | 0 | 0 | 0
100428 | VERJAY JAYHY | 4.16 | 101 | 114 | 3 | 0 | 3 | 3 | 0 | 0 | 0.00352 | -0.00273 | -0.00273 | -0.00273 | -0.00273 | -0.00283 |  | 0 | 0 | 0 | 0 | 0 | 0
100431 | VERJAY OTIS | 4.16 | 101 | 114 | 10.4 | 0 | 10.4 | 10.4 | 0 | 0 | 0.00352 | -0.00273 | -0.00273 | -0.00273 | -0.00273 | -0.00283 |  | 0 | 0 | 0 | 0 | 0 | 0
100432 | VERSO JAY C | 13.8 | 101 | 112 | 39.6 | 0 | 39.6 | 39.6 | 0 | 0 | 0.00352 | -0.00273 | -0.00273 | -0.00273 | -0.00273 | -0.00283 |  | 0 | 0 | 0 | 0 | 0 | 0
100448 | BONNY EAGLE | 2.4 | 101 | 114 | 0 | 0 | 0 | 0 | 0 | 0 | 0.00353 | -0.00273 | -0.00273 | -0.00273 | -0.00273 | -0.00283 |  | 0 | 0 | 0 | 0 | 0 | 0
100449 | HIRAM HYDRO | 2.4 | 101 | 114 | 11.6 | 0 | 11.6 | 11.6 | 0 | 0 | 0.00353 | -0.00273 | -0.00273 | -0.00273 | -0.00273 | -0.00283 |  | 0 | 0 | 0 | 0 | 0 | 0
100450 | ATHENS | 13.8 | 101 | 112 | 0 | 0 | 0 | 0 | 0 | 0 | 0.00352 | -0.00273 | -0.00273 | -0.00273 | -0.00273 | -0.00283 |  | 0 | 0 | 0 | 0 | 0 | 0
100460 | MONTY HYDRO | 12 | 101 | 114 | 28 | 0 | 28 | 28 | 0 | 0 | 0.00352 | -0.00273 | -0.00273 | -0.00273 | -0.00273 | -0.00283 |  | 0 | 0 | 0 | 0 | 0 | 0
100461 | HARRIS HYD4 | 2.4 | 101 | 114 | 0 | 0 | 0 | 0 | 0 | 0 | 0.00352 | -0.00273 | -0.00273 | -0.00273 | -0.00273 | -0.00283 |  | 0 | 0 | 0 | 0 | 0 | 0
100462 | DEER RIPS | 13.2 | 101 | 114 | 9.2 | 0 | 9.2 | 9.2 | 0 | 0 | 0.00352 | -0.00273 | -0.00273 | -0.00273 | -0.00273 | -0.00283 |  | 0 | 0 | 0 | 0 | 0 | 0
100463 | SKELTON HYD2 | 6.9 | 101 | 114 | 0 | 0 | 0 | 0 | 0 | 0 | 0.00353 | -0.00273 | -0.00273 | -0.00273 | -0.00273 | -0.00283 |  | 0 | 0 | 0 | 0 | 0 | 0
100464 | ECO ME PTRR | 13.2 | 101 | 114 | 0 | 0 | 0 | 0 | 0 | 0 | 0.00353 | -0.00273 | -0.00273 | -0.00273 | -0.00273 | -0.00283 |  | 0 | 0 | 0 | 0 | 0 | 0
100465 | CAPE GT 4 | 13.2 | 101 | 113 | 0 | 0 | 0 | 0 | 0 | 0 | 0.00353 | -0.00273 | -0.00273 | -0.00273 | -0.00273 | -0.00283 |  | 0 | 0 | 0 | 0 | 0 | 0
100466 | CAPE GT 5 | 13.2 | 101 | 113 | 0 | 0 | 0 | 0 | 0 | 0 | 0.00353 | -0.00273 | -0.00273 | -0.00273 | -0.00273 | -0.00283 |  | 0 | 0 | 0 | 0 | 0 | 0
100468 | WESTON HYDRO | 7.2 | 101 | 114 | 0 | 0 | 0 | 0 | 0 | 0 | 0.00352 | -0.00273 | -0.00273 | -0.00273 | -0.00273 | -0.00283 |  | 0 | 0 | 0 | 0 | 0 | 0
100469 | MILLER HYDRO | 4.16 | 101 | 114 | 19.4 | 0 | 19.4 | 19.4 | 0 | 0 | 0.00352 | -0.00273 | -0.00273 | -0.00273 | -0.00273 | -0.00283 |  | 0 | 0 | 0 | 0 | 0 | 0
100470 | PEJEPSCOT | 4.16 | 101 | 114 | 10.21 | 0 | 10.21 | 10.21 | 0 | 0 | 0.00352 | -0.00273 | -0.00273 | -0.00273 | -0.00273 | -0.00283 |  | 0 | 0 | 0 | 0 | 0 | 0
100471 | BRUNSWICK | 13.2 | 101 | 114 | 20.2 | 0 | 20.2 | 20.2 | 0 | 0 | 0.00352 | -0.00273 | -0.00273 | -0.00273 | -0.00273 | -0.00283 |  | 0 | 0 | 0 | 0 | 0 | 0
100473 | SKELTON HYD1 | 6.9 | 101 | 114 | 0 | 0 | 0 | 0 | 0 | 0 | 0.00353 | -0.00273 | -0.00273 | -0.00273 | -0.00273 | -0.00283 |  | 0 | 0 | 0 | 0 | 0 | 0
100474 | CATRACT EAST | 11.5 | 101 | 114 | 8.9 | 0 | 8.9 | 8.9 | 0 | 0 | 0.00353 | -0.00273 | -0.00273 | -0.00273 | -0.00273 | -0.00283 |  | 0 | 0 | 0 | 0 | 0 | 0
100475 | NORTH GORHAM | 13.2 | 101 | 114 | 0 | 0 | 0 | 0 | 0 | 0 | 0.00353 | -0.00273 | -0.00273 | -0.00273 | -0.00273 | -0.00283 |  | 0 | 0 | 0 | 0 | 0 | 0
100476 | BAR MILLS HY | 2.4 | 101 | 114 | 0 | 0 | 0 | 0 | 0 | 0 | 0.00353 | -0.00273 | -0.00273 | -0.00273 | -0.00273 | -0.00283 |  | 0 | 0 | 0 | 0 | 0 | 0
100477 | SHAWMUT G1-3 | 2.4 | 101 | 114 | 0 | 0 | 0 | 0 | 0 | 0 | 0.00352 | -0.00273 | -0.00273 | -0.00273 | -0.00273 | -0.00283 |  | 0 | 0 | 0 | 0 | 0 | 0
100478 | SHAWMUT G4-6 | 2.4 | 101 | 114 | 0 | 0 | 0 | 0 | 0 | 0 | 0.00352 | -0.00273 | -0.00273 | -0.00273 | -0.00273 | -0.00283 |  | 0 | 0 | 0 | 0 | 0 | 0
100479 | LOCKWOOD HYD | 4 | 101 | 114 | 0 | 0 | 0 | 0 | 0 | 0 | 0.00352 | -0.00273 | -0.00273 | -0.00273 | -0.00273 | -0.00283 |  | 0 | 0 | 0 | 0 | 0 | 0
100480 | SHAWMUT G7-8 | 4 | 101 | 114 | 0 | 0 | 0 | 0 | 0 | 0 | 0.00352 | -0.00273 | -0.00273 | -0.00273 | -0.00273 | -0.00283 |  | 0 | 0 | 0 | 0 | 0 | 0
100481 | W BUXTON HYD | 2.3 | 101 | 114 | 0 | 0 | 0 | 0 | 0 | 0 | 0.00353 | -0.00273 | -0.00273 | -0.00273 | -0.00273 | -0.00283 |  | 0 | 0 | 0 | 0 | 0 | 0
100483 | AZISCOHOS HY | 4.16 | 101 | 114 | 6.8 | 0 | 6.8 | 6.8 | 0 | 0 | 0.00352 | -0.00273 | -0.00273 | -0.00273 | -0.00273 | -0.00283 |  | 0 | 0 | 0 | 0 | 0 | 0
100485 | GULF ISL G1 | 13.2 | 101 | 114 | 6.14 | 0 | 6.14 | 6.14 | 0 | 0 | 0.00352 | -0.00273 | -0.00273 | -0.00273 | -0.00273 | -0.00283 |  | 0 | 0 | 0 | 0 | 0 | 0
100486 | GULF ISL G2 | 13.2 | 101 | 114 | 0 | 0 | 0 | 0 | 0 | 0 | 0.00352 | -0.00273 | -0.00273 | -0.00273 | -0.00273 | -0.00283 |  | 0 | 0 | 0 | 0 | 0 | 0
100487 | GULF ISL G3 | 13.2 | 101 | 114 | 0 | 0 | 0 | 0 | 0 | 0 | 0.00352 | -0.00273 | -0.00273 | -0.00273 | -0.00273 | -0.00283 |  | 0 | 0 | 0 | 0 | 0 | 0
100492 | CASCO BATT | 0.53 | 101 | 113 | 0 | 0 | 0 | 0 | 0 | 0 | 0.00353 | -0.00273 | -0.00273 | -0.00273 | -0.00273 | -0.00283 |  | 0 | 0 | 0 | 0 | 0 | 0
100562 | ROXWIND_WTG | 0.69 | 101 | 114 | 0 | 0 | 0 | 0 | 0 | 0 | 0.00352 | -0.00273 | -0.00273 | -0.00273 | -0.00273 | -0.00283 |  | 0 | 0 | 0 | 0 | 0 | 0
100688 | MADP ANSONHY | 4.16 | 101 | 134 | 7.01 | 0 | 7.01 | 7.01 | 0 | 0 | 0.00352 | -0.00273 | -0.00273 | -0.00273 | -0.00273 | -0.00283 |  | 0 | 0 | 0 | 0 | 0 | 0
100689 | MADP ABNKI 5 | 4.16 | 101 | 134 | 0 | 0 | 0 | 0 | 0 | 0 | 0.00352 | -0.00273 | -0.00273 | -0.00273 | -0.00273 | -0.00283 |  | 0 | 0 | 0 | 0 | 0 | 0
100690 | MADP ABNKI 6 | 4.2 | 101 | 134 | 0 | 0 | 0 | 0 | 0 | 0 | 0.00352 | -0.00273 | -0.00273 | -0.00273 | -0.00273 | -0.00283 |  | 0 | 0 | 0 | 0 | 0 | 0
100707 | RCRDHL STR1 | 0.69 | 101 | 114 | 6.8 | 0 | 6.8 | 6.8 | 0 | 0 | 0.00352 | -0.00273 | -0.00273 | -0.00273 | -0.00273 | -0.00283 |  | 0 | 0 | 0 | 0 | 0 | 0
100708 | RCRDHL STR2 | 0.69 | 101 | 114 | 6.8 | 0 | 6.8 | 6.8 | 0 | 0 | 0.00352 | -0.00273 | -0.00273 | -0.00273 | -0.00273 | -0.00283 |  | 0 | 0 | 0 | 0 | 0 | 0
100716 | CANTON | 6 | 101 | 114 | 0 | 0 | 0 | 0 | 0 | 0 | 0.00352 | -0.00273 | -0.00273 | -0.00273 | -0.00273 | -0.00283 |  | 0 | 0 | 0 | 0 | 0 | 0
100721 | SPRUCEMT WND | 0.69 | 101 | 114 | 0 | 0 | 0 | 0 | 0 | 0 | 0.00352 | -0.00273 | -0.00273 | -0.00273 | -0.00273 | -0.00283 |  | 0 | 0 | 0 | 0 | 0 | 0
100724 | SADLBCK_G | 6 | 101 | 114 | 3.75 | 0 | 3.75 | 3.75 | 0 | 0 | 0.00352 | -0.00273 | -0.00273 | -0.00273 | -0.00273 | -0.00283 |  | 0 | 0 | 0 | 0 | 0 | 0
100735 | BINGHAM G1 | 0.65 | 101 | 113 | 0 | 0 | 0 | 0 | 0 | 0 | 0.00352 | -0.00273 | -0.00273 | -0.00273 | -0.00273 | -0.00283 |  | 0 | 0 | 0 | 0 | 0 | 0
100736 | BINGHAM G2 | 0.65 | 101 | 113 | 4.98 | 0 | 4.98 | 4.98 | 0 | 0 | 0.00352 | -0.00273 | -0.00273 | -0.00273 | -0.00273 | -0.00283 |  | 0 | 0 | 0 | 0 | 0 | 0
100737 | BINGHAM G3 | 0.65 | 101 | 113 | 6.09 | 0 | 6.09 | 6.09 | 0 | 0 | 0.00352 | -0.00273 | -0.00273 | -0.00273 | -0.00273 | -0.00283 |  | 0 | 0 | 0 | 0 | 0 | 0
100738 | BINGHAM G4 | 0.65 | 101 | 113 | 5.53 | 0 | 5.53 | 5.53 | 0 | 0 | 0.00352 | -0.00273 | -0.00273 | -0.00273 | -0.00273 | -0.00283 |  | 0 | 0 | 0 | 0 | 0 | 0
100739 | BINGHAM G5 | 0.65 | 101 | 113 | 8.3 | 0 | 8.3 | 8.3 | 0 | 0 | 0.00352 | -0.00273 | -0.00273 | -0.00273 | -0.00273 | -0.00283 |  | 0 | 0 | 0 | 0 | 0 | 0
100749 | BINGHAM S1 | 12.5 | 101 | 113 | 0 | 0 | 0 | 0 | 0 | 0 | 0.00352 | -0.00273 | -0.00273 | -0.00273 | -0.00273 | -0.00283 |  | 0 | 0 | 0 | 0 | 0 | 0
100758 | SANFORD G1 | 0.6 | 101 | 113 | 0 | 0 | 0 | 0 | 0 | 0 | 0.00353 | -0.00273 | -0.00273 | -0.00273 | -0.00273 | -0.00283 |  | 0 | 0 | 0 | 0 | 0 | 0
100777 | PITTFD_GEN | 0.4 | 101 | 113 | 0 | 0 | 0 | 0 | 0 | 0 | 0.00352 | -0.00273 | -0.00273 | -0.00273 | -0.00273 | -0.00283 |  | 0 | 0 | 0 | 0 | 0 | 0
100851 | ANDOVER | 12 | 101 | 112 | 0 | 0 | 0 | 0 | 0 | 0 | 0.00352 | -0.00273 | -0.00273 | -0.00273 | -0.00273 | -0.00283 |  | 0 | 0 | 0 | 0 | 0 | 0
100870 | FRMSLR_AGG | 0.6 | 101 | 113 | 0 | 0 | 0 | 0 | 0 | 0 | 0.00352 | -0.00273 | -0.00273 | -0.00273 | -0.00273 | -0.00283 |  | 0 | 0 | 0 | 0 | 0 | 0
101062 | RICE RIPS | 34.5 | 101 | 112 | 0 | 0 | 0 | 0 | 0 | 0 | 0.00352 | -0.00273 | -0.00273 | -0.00273 | -0.00273 | -0.00283 |  | 0 | 0 | 0 | 0 | 0 | 0
102101 | PITTSFIELD_H | 4 | 101 | 112 | 0 | 0 | 0 | 0 | 0 | 0 | 0.00352 | -0.00273 | -0.00273 | -0.00273 | -0.00273 | -0.00283 |  | 0 | 0 | 0 | 0 | 0 | 0
102195 | MECH FLS HYD | 34.5 | 101 | 112 | 0 | 0 | 0 | 0 | 0 | 0 | 0.00352 | -0.00273 | -0.00273 | -0.00273 | -0.00273 | -0.00283 |  | 0 | 0 | 0 | 0 | 0 | 0
103050 | STSN_CL1 AGG | 0.57 | 101 | 363 | 0 | 0 | 0 | 0 | 0 | 0 | 0.00352 | -0.00273 | -0.00273 | -0.00273 | -0.00273 | -0.00283 |  | 0 | 0 | 0 | 0 | 0 | 0
103051 | STSN_CL2 AGG | 0.57 | 101 | 363 | 0 | 0 | 0 | 0 | 0 | 0 | 0.00352 | -0.00273 | -0.00273 | -0.00273 | -0.00273 | -0.00283 |  | 0 | 0 | 0 | 0 | 0 | 0
103052 | STSN_CL3 AGG | 0.57 | 101 | 363 | 0 | 0 | 0 | 0 | 0 | 0 | 0.00352 | -0.00273 | -0.00273 | -0.00273 | -0.00273 | -0.00283 |  | 0 | 0 | 0 | 0 | 0 | 0
103060 | MIS G1 | 18 | 101 | 353 | 0 | 0 | 0 | 0 | 0 | 0 | 0.00352 | -0.00273 | -0.00273 | -0.00273 | -0.00273 | -0.00283 |  | 0 | 0 | 0 | 0 | 0 | 0
103061 | MIS G2 | 18 | 101 | 353 | 115.24 | 0 | 157.84 | 115.24 | 0 | 42.6 | 0.00352 | -0.00273 | -0.00273 | -0.00273 | -0.00273 | -0.00283 |  | 0 | 0 | 0 | 0 | 0 | 0
103062 | MIS ST | 18 | 101 | 353 | 176.98 | 0 | 176.98 | 176.98 | 0 | 0 | 0.00352 | -0.00273 | -0.00273 | -0.00273 | -0.00273 | -0.00283 |  | 0 | 0 | 0 | 0 | 0 | 0
103066 | PERC | 13.8 | 101 | 353 | 21.76 | 0 | 21.76 | 21.76 | 0 | 0 | 0.00352 | -0.00273 | -0.00273 | -0.00273 | -0.00273 | -0.00283 |  | 0 | 0 | 0 | 0 | 0 | 0
103067 | INDECK 5GT | 12.5 | 101 | 353 | 0 | 0 | 0 | 0 | 0 | 0 | 0.00352 | -0.00273 | -0.00273 | -0.00273 | -0.00273 | -0.00283 |  | 0 | 0 | 0 | 0 | 0 | 0
103069 | WEST ENFIELD | 13.2 | 101 | 364 | 0 | 0 | 0 | 0 | 0 | 0 | 0.00352 | -0.00273 | -0.00273 | -0.00273 | -0.00273 | -0.00283 |  | 0 | 0 | 0 | 0 | 0 | 0
103070 | INDECK 6GT | 12.5 | 101 | 384 | 24.5 | 0 | 24.5 | 24.5 | 0 | 0 | 0.00352 | -0.00273 | -0.00273 | -0.00273 | -0.00273 | -0.00283 |  | 0 | 0 | 0 | 0 | 0 | 0
103076 | PPL MILFORD | 4.16 | 101 | 354 | 0 | 0 | 0 | 0 | 0 | 0 | 0.00352 | -0.00273 | -0.00273 | -0.00273 | -0.00273 | -0.00283 |  | 0 | 0 | 0 | 0 | 0 | 0
103077 | OT MILL_ST | 4.16 | 101 | 352 | 0 | 0 | 0 | 0 | 0 | 0 | 0.00352 | -0.00273 | -0.00273 | -0.00273 | -0.00273 | -0.00283 |  | 0 | 0 | 0 | 0 | 0 | 0
103079 | ELLSWRTH HYD | 2.3 | 101 | 374 | 0 | 0 | 0 | 0 | 0 | 0 | 0.00352 | -0.00273 | -0.00273 | -0.00273 | -0.00273 | -0.00283 |  | 0 | 0 | 0 | 0 | 0 | 0
103090 | ROLNS C1 AGG | 0.69 | 101 | 364 | 0 | 0 | 0 | 0 | 0 | 0 | 0.00352 | -0.00273 | -0.00273 | -0.00273 | -0.00273 | -0.00283 |  | 0 | 0 | 0 | 0 | 0 | 0
103093 | ROLNS C2 AGG | 0.69 | 101 | 364 | 0 | 0 | 0 | 0 | 0 | 0 | 0.00352 | -0.00273 | -0.00273 | -0.00273 | -0.00273 | -0.00283 |  | 0 | 0 | 0 | 0 | 0 | 0
103107 | DOLBY HYDRO8 | 6.9 | 101 | 364 | 3.01 | 0 | 3.01 | 3.01 | 0 | 0 | 0.00352 | -0.00273 | -0.00273 | -0.00273 | -0.00273 | -0.00283 |  | 0 | 0 | 0 | 0 | 0 | 0
103119 | WELDON HYDRO | 6.9 | 101 | 364 | 18.54 | 0 | 18.54 | 18.54 | 0 | 0 | 0.00352 | -0.00273 | -0.00273 | -0.00273 | -0.00273 | -0.00283 |  | 0 | 0 | 0 | 0 | 0 | 0
103123 | MILLNKT HY18 | 13.8 | 101 | 364 | 15.76 | 0 | 15.76 | 15.76 | 0 | 0 | 0.00352 | -0.00273 | -0.00273 | -0.00273 | -0.00273 | -0.00283 |  | 0 | 0 | 0 | 0 | 0 | 0
103124 | MILLNKT HY25 | 6.9 | 101 | 364 | 23.33 | 0 | 23.33 | 23.33 | 0 | 0 | 0.00352 | -0.00273 | -0.00273 | -0.00273 | -0.00273 | -0.00283 |  | 0 | 0 | 0 | 0 | 0 | 0
103129 | HANCOCK_DVAR | 0.48 | 101 | 381 | 0 | 0 | 0 | 0 | 0 | 0 | 0.00352 | -0.00273 | -0.00273 | -0.00273 | -0.00273 | -0.00283 |  | 0 | 0 | 0 | 0 | 0 | 0
103131 | EMILLNCKT HY | 6.9 | 101 | 364 | 9.27 | 0 | 9.27 | 9.27 | 0 | 0 | 0.00352 | -0.00273 | -0.00273 | -0.00273 | -0.00273 | -0.00283 |  | 0 | 0 | 0 | 0 | 0 | 0
103132 | DOLBY HYDRO | 6.9 | 101 | 364 | 14.37 | 0 | 14.37 | 14.37 | 0 | 0 | 0.00352 | -0.00273 | -0.00273 | -0.00273 | -0.00273 | -0.00283 |  | 0 | 0 | 0 | 0 | 0 | 0
103133 | MCKAY GEN1 | 6.9 | 101 | 363 | 10.43 | 0 | 10.43 | 10.43 | 0 | 0 | 0.00352 | -0.00273 | -0.00273 | -0.00273 | -0.00273 | -0.00283 |  | 0 | 0 | 0 | 0 | 0 | 0
103134 | MCKAY GEN2 | 6.9 | 101 | 363 | 10.43 | 0 | 10.43 | 10.43 | 0 | 0 | 0.00352 | -0.00273 | -0.00273 | -0.00273 | -0.00273 | -0.00283 |  | 0 | 0 | 0 | 0 | 0 | 0
103135 | MCKAY GEN3 | 6.9 | 101 | 363 | 11.36 | 0 | 11.36 | 11.36 | 0 | 0 | 0.00352 | -0.00273 | -0.00273 | -0.00273 | -0.00273 | -0.00283 |  | 0 | 0 | 0 | 0 | 0 | 0
103140 | BULL HIL WND | 0.65 | 101 | 384 | 0 | 0 | 0 | 0 | 0 | 0 | 0.00352 | -0.00273 | -0.00273 | -0.00273 | -0.00273 | -0.00283 |  | 0 | 0 | 0 | 0 | 0 | 0
103141 | NORTHTWIN HY | 2.3 | 101 | 364 | 9.5 | 0 | 9.5 | 9.5 | 0 | 0 | 0.00352 | -0.00273 | -0.00273 | -0.00273 | -0.00273 | -0.00283 |  | 0 | 0 | 0 | 0 | 0 | 0
103143 | OAKFIELD_SC | 12.5 | 101 | 364 | 0 | 0 | 0 | 0 | 0 | 0 | 0.00352 | -0.00273 | -0.00273 | -0.00273 | -0.00273 | -0.00283 |  | 0 | 0 | 0 | 0 | 0 | 0
103147 | OAKFIELD_STR | 0.65 | 101 | 364 | 0 | 0 | 0 | 0 | 0 | 0 | 0.00352 | -0.00273 | -0.00273 | -0.00273 | -0.00273 | -0.00283 |  | 0 | 0 | 0 | 0 | 0 | 0
103152 | PISG_GEN_EQV | 0.69 | 101 | 353 | 0 | 0 | 0 | 0 | 0 | 0 | 0.00352 | -0.00273 | -0.00273 | -0.00273 | -0.00273 | -0.00283 |  | 0 | 0 | 0 | 0 | 0 | 0
103166 | PASSADGENAG1 | 0.65 | 101 | 353 | 0 | 0 | 0 | 0 | 0 | 0 | 0.00352 | -0.00273 | -0.00273 | -0.00273 | -0.00273 | -0.00283 |  | 0 | 0 | 0 | 0 | 0 | 0
103169 | PASSADGENAG2 | 0.65 | 101 | 353 | 0 | 0 | 0 | 0 | 0 | 0 | 0.00352 | -0.00273 | -0.00273 | -0.00273 | -0.00273 | -0.00283 |  | 0 | 0 | 0 | 0 | 0 | 0
103170 | PASSAD CDVAR | 0.48 | 101 | 353 | 0 | 0 | 0 | 0 | 0 | 0 | 0.00352 | -0.00273 | -0.00273 | -0.00273 | -0.00273 | -0.00283 |  | 0 | 0 | 0 | 0 | 0 | 0
103173 | HANCOCK_AGC1 | 0.6 | 101 | 384 | 0 | 0 | 0 | 0 | 0 | 0 | 0.00352 | -0.00273 | -0.00273 | -0.00273 | -0.00273 | -0.00283 |  | 0 | 0 | 0 | 0 | 0 | 0
103174 | HANCOCK_AGC2 | 0.6 | 101 | 384 | 0 | 0 | 0 | 0 | 0 | 0 | 0.00352 | -0.00273 | -0.00273 | -0.00273 | -0.00273 | -0.00283 |  | 0 | 0 | 0 | 0 | 0 | 0
105257 | SACO VLY_SC1 | 12.5 | 101 | 563 | 0 | 0 | 0 | 0 | 0 | 0 | 0.00352 | -0.00273 | -0.00273 | -0.00273 | -0.00273 | -0.00283 |  | 0 | 0 | 0 | 0 | 0 | 0
105258 | SACO VLY_SC2 | 12.5 | 101 | 563 | 0 | 0 | 0 | 0 | 0 | 0 | 0.00352 | -0.00273 | -0.00273 | -0.00273 | -0.00273 | -0.00283 |  | 0 | 0 | 0 | 0 | 0 | 0
911597 | NBNE_CLCOV | 345 | 105 | 15 | 700 | 0 | 700 | 700 | 0 | 0 | 0.00352 | -0.00273 | -0.00273 | -0.00273 | -0.00273 | -0.00283 |  | 0 | 0 | 0 | 0 | 0 | 0
911600 | QP670-PV | 0.6 | 101 | 110 | 77.1 | 0 | 77.1 | 77.1 | 0 | 0 | 0.00352 | -0.00273 | -0.00273 | -0.00273 | -0.00273 | -0.00283 |  | 0 | 0 | 0 | 0 | 0 | 0
990180 | SUN_LOVELL | 115 | 101 | 110 | 0 | 0 | 0 | 0 | 0 | 0 | 0.00352 | -0.00273 | -0.00273 | -0.00273 | -0.00273 | -0.00283 |  | 0 | 0 | 0 | 0 | 0 | 0
992036 | SUN_WARREN | 34.5 | 101 | 112 | 6.93 | 0 | 6.93 | 6.93 | 0 | 0 | 0.00352 | -0.00273 | -0.00273 | -0.00273 | -0.00273 | -0.00283 |  | 0 | 0 | 0 | 0 | 0 | 0
992221 | SUN_WASHIN~1 | 34.5 | 101 | 112 | 5 | 0 | 5 | 5 | 0 | 0 | 0.00352 | -0.00273 | -0.00273 | -0.00273 | -0.00273 | -0.00283 |  | 0 | 0 | 0 | 0 | 0 | 0
105464 | NEWINGTON_G1 | 24 | 101 | 603 | 407.5 | 0 | 407.5 | 407.5 | 0 | 0 | 0.0038 | -0.0026 | -0.0026 | -0.0026 | -0.0026 | -0.00269 |  | 0 | 0 | 0 | 0 | 0 | 0
105476 | NEWINGTON_C1 | 18 | 101 | 603 | 175.28 | 0 | 175.28 | 175.28 | 0 | 0 | 0.0038 | -0.0026 | -0.0026 | -0.0026 | -0.0026 | -0.00269 |  | 0 | 0 | 0 | 0 | 0 | 0
105477 | NEWINGTON_C2 | 18 | 101 | 603 | 175.28 | 0 | 175.28 | 175.28 | 0 | 0 | 0.0038 | -0.0026 | -0.0026 | -0.0026 | -0.0026 | -0.00269 |  | 0 | 0 | 0 | 0 | 0 | 0
105478 | NEWINGTON_S1 | 18 | 101 | 603 | 208.95 | 0 | 208.95 | 208.95 | 0 | 0 | 0.0038 | -0.0026 | -0.0026 | -0.0026 | -0.0026 | -0.00269 |  | 0 | 0 | 0 | 0 | 0 | 0
111080 | W MEDWAY J4 | 13.8 | 101 | 1023 | 97.4 | 0 | 97.4 | 97.4 | 0 | 0 | 0.00103 | -0.00272 | -0.00272 | -0.00272 | -0.00272 | -0.00266 |  | 0 | 0 | 0 | 0 | 0 | 0
111081 | W MEDWAY J5 | 13.8 | 101 | 1023 | 97.4 | 0 | 97.4 | 97.4 | 0 | 0 | 0.00103 | -0.00272 | -0.00272 | -0.00272 | -0.00272 | -0.00266 |  | 0 | 0 | 0 | 0 | 0 | 0
111083 | W MEDWAY J3 | 13.8 | 101 | 1023 | 57.5 | 0 | 57.5 | 57.5 | 0 | 0 | 0.00103 | -0.00272 | -0.00272 | -0.00272 | -0.00272 | -0.00266 |  | 0 | 0 | 0 | 0 | 0 | 0
106056 | GRANITE RDG1 | 16 | 101 | 400 | 223.08 | 0 | 223.08 | 223.08 | 0 | 0 | 0.0049 | -0.00252 | -0.00252 | -0.00252 | -0.00252 | -0.00263 |  | 0 | 0 | 0 | 0 | 0 | 0
105568 | SEABROOK_G1 | 25 | 101 | 603 | 1309.28 | 0 | 1309.28 | 1309.28 | 0 | 0 | 0.00407 | -0.00247 | -0.00247 | -0.00247 | -0.00247 | -0.00256 |  | 0 | 0 | 0 | 0 | 0 | 0
106057 | GRANITE RDG2 | 16 | 101 | 400 | 223.08 | 0 | 223.08 | 223.08 | 0 | 0 | 0.0055 | -0.00231 | -0.00231 | -0.00231 | -0.00231 | -0.00242 |  | 0 | 0 | 0 | 0 | 0 | 0
114069 | WHLABRATR NA | 13.8 | 101 | 1120 | 40 | 0 | 40 | 40 | 0 | 0 | 0.00525 | -0.00199 | -0.00199 | -0.00199 | -0.00199 | -0.00208 |  | 0 | 0 | 0 | 0 | 0 | 0
114070 | OGDEN-MARTIN | 13.8 | 101 | 1120 | 41.68 | 0 | 41.68 | 41.68 | 0 | 0 | 0.00525 | -0.00199 | -0.00199 | -0.00199 | -0.00199 | -0.00208 |  | 0 | 0 | 0 | 0 | 0 | 0
993997 | DFO NG_MID~1 | 115 | 101 | 1120 | 23 | 0 | 23 | 23 | 0 | 0 | 0.00518 | -0.00193 | -0.00193 | -0.00193 | -0.00193 | -0.00201 |  | 0 | 0 | 0 | 0 | 0 | 0
116438 | MONSANTO_C1 | 13.8 | 101 | 1333 | 84.65 | 0 | 84.65 | 84.65 | 0 | 0 | -0.01062 | -0.002 | -0.002 | -0.002 | -0.002 | -0.002 |  | 0 | 0 | 0 | 0 | 0 | 0
116439 | MONSANTO_S1 | 13.8 | 101 | 1333 | 76.01 | 0 | 76.01 | 76.01 | 0 | 0 | -0.01062 | -0.002 | -0.002 | -0.002 | -0.002 | -0.002 |  | 0 | 0 | 0 | 0 | 0 | 0
116440 | MONSANTO_C2 | 13.8 | 101 | 1333 | 84.65 | 0 | 84.65 | 84.65 | 0 | 0 | -0.01062 | -0.002 | -0.002 | -0.002 | -0.002 | -0.002 |  | 0 | 0 | 0 | 0 | 0 | 0
114067 | LAWRENCE HYD | 4.16 | 101 | 1120 | 9.4 | 0 | 9.4 | 9.4 | 0 | 0 | 0.00641 | -0.0018 | -0.0018 | -0.0018 | -0.0018 | -0.0019 |  | 0 | 0 | 0 | 0 | 0 | 0
114713 | WATERS RVRJ1 | 13.8 | 101 | 1242 | 16.44 | 0 | 16.44 | 16.44 | 0 | 0 | 0.00529 | -0.00183 | -0.00183 | -0.00183 | -0.00183 | -0.0019 |  | 0 | 0 | 0 | 0 | 0 | 0
114714 | WATERS RVRJ2 | 13.8 | 101 | 1242 | 30.79 | 0 | 30.79 | 30.79 | 0 | 0 | 0.0053 | -0.00183 | -0.00183 | -0.00183 | -0.00183 | -0.0019 |  | 0 | 0 | 0 | 0 | 0 | 0
114716 | MMWEC WR | 13.8 | 101 | 1242 | 57.97 | 0 | 57.97 | 57.97 | 0 | 0 | 0.0053 | -0.00183 | -0.00183 | -0.00183 | -0.00183 | -0.0019 |  | 0 | 0 | 0 | 0 | 0 | 0
994421 | DFO NG_WAT~1 | 115 | 101 | 1130 | 61.85 | 0 | 61.85 | 61.85 | 0 | 0 | 0.00529 | -0.00183 | -0.00183 | -0.00183 | -0.00183 | -0.0019 |  | 0 | 0 | 0 | 0 | 0 | 0
114484 | SALEM 5CT | 18 | 101 | 1130 | 203.25 | 0 | 203.25 | 203.25 | 0 | 0 | 0.00534 | -0.00179 | -0.00179 | -0.00179 | -0.00179 | -0.00186 |  | 0 | 0 | 0 | 0 | 0 | 0
114485 | SALEM 5ST | 13.8 | 101 | 1130 | 133.75 | 0 | 133.75 | 133.75 | 0 | 0 | 0.00534 | -0.00179 | -0.00179 | -0.00179 | -0.00179 | -0.00186 |  | 0 | 0 | 0 | 0 | 0 | 0
114487 | SALEM 6CT | 18 | 101 | 1130 | 203.25 | 0 | 203.25 | 203.25 | 0 | 0 | 0.00534 | -0.00179 | -0.00179 | -0.00179 | -0.00179 | -0.00186 |  | 0 | 0 | 0 | 0 | 0 | 0
114488 | SALEM 6ST | 13.8 | 101 | 1130 | 133.75 | 0 | 133.75 | 133.75 | 0 | 0 | 0.00534 | -0.00179 | -0.00179 | -0.00179 | -0.00179 | -0.00186 |  | 0 | 0 | 0 | 0 | 0 | 0
114728 | MARBLEHEAD A | 23 | 101 | 1246 | 2.5 | 0 | 2.5 | 2.5 | 0 | 0 | 0.00535 | -0.00178 | -0.00178 | -0.00178 | -0.00178 | -0.00185 |  | 0 | 0 | 0 | 0 | 0 | 0
114729 | MARBLEHEAD B | 23 | 101 | 1246 | 2.5 | 0 | 2.5 | 2.5 | 0 | 0 | 0.00535 | -0.00178 | -0.00178 | -0.00178 | -0.00178 | -0.00185 |  | 0 | 0 | 0 | 0 | 0 | 0
990759 | BAT_MYSTIC~1 | 345 | 101 | 1000 | 276 | 0 | 276 | 276 | 0 | 0 | 0.00527 | -0.00169 | -0.00169 | -0.00169 | -0.00169 | -0.00175 |  | 0 | 0 | 0 | 0 | 0 | 0
991802 | BAT_MYSTIC_R | 345 | 101 | 1000 | 507 | 0 | 507 | 507 | 0 | 0 | 0.00527 | -0.00169 | -0.00169 | -0.00169 | -0.00169 | -0.00175 |  | 0 | 0 | 0 | 0 | 0 | 0
114026 | PERRY ST 3 | 13.8 | 101 | 1120 | 0.64 | 0 | 0.64 | 0.64 | 0 | 0 | 0.00717 | -0.00162 | -0.00162 | -0.00162 | -0.00162 | -0.00172 |  | 0 | 0 | 0 | 0 | 0 | 0
114047 | LENERGIA CT | 13.8 | 101 | 1120 | 50.43 | 0 | 50.43 | 50.43 | 0 | 0 | 0.00717 | -0.00162 | -0.00162 | -0.00162 | -0.00162 | -0.00172 |  | 0 | 0 | 0 | 0 | 0 | 0
114048 | LENERGIA ST | 13.8 | 101 | 1120 | 23.57 | 0 | 23.57 | 23.57 | 0 | 0 | 0.00717 | -0.00162 | -0.00162 | -0.00162 | -0.00162 | -0.00172 |  | 0 | 0 | 0 | 0 | 0 | 0
114085 | BOOT HYD G1 | 4.16 | 101 | 1120 | 9 | 0 | 9 | 9 | 0 | 0 | 0.00717 | -0.00162 | -0.00162 | -0.00162 | -0.00162 | -0.00172 |  | 0 | 0 | 0 | 0 | 0 | 0
114086 | BOOT HYD G2 | 4.16 | 101 | 1120 | 9 | 0 | 9 | 9 | 0 | 0 | 0.00717 | -0.00162 | -0.00162 | -0.00162 | -0.00162 | -0.00172 |  | 0 | 0 | 0 | 0 | 0 | 0
993969 | BAT_BILERC~1 | 115 | 101 | 1120 | 150 | 0 | 150 | 150 | 0 | 0 | 0.00686 | -0.0016 | -0.0016 | -0.0016 | -0.0016 | -0.00169 |  | 0 | 0 | 0 | 0 | 0 | 0
114465 | RESCO-SAUGUS | 13.8 | 101 | 1130 | 32.79 | 0 | 32.79 | 32.79 | 0 | 0 | 0.00522 | -0.00161 | -0.00161 | -0.00161 | -0.00161 | -0.00167 |  | 0 | 0 | 0 | 0 | 0 | 0
114470 | GE RIVER R&T | 13.8 | 101 | 1130 | 1.14 | 0 | 1.14 | 1.14 | 0 | 0 | 0.00511 | -0.00158 | -0.00158 | -0.00158 | -0.00158 | -0.00163 |  | 0 | 0 | 0 | 0 | 0 | 0
114474 | GE RIVER S&U | 13.8 | 101 | 1130 | 1.14 | 0 | 1.14 | 1.14 | 0 | 0 | 0.00511 | -0.00158 | -0.00158 | -0.00158 | -0.00158 | -0.00163 |  | 0 | 0 | 0 | 0 | 0 | 0
111123 | KENDALL ST B | 13.8 | 101 | 1013 | 27.75 | 0 | 27.75 | 27.75 | 0 | 0 | 0.00497 | -0.00155 | -0.00155 | -0.00155 | -0.00155 | -0.0016 |  | 0 | 0 | 0 | 0 | 0 | 0
111126 | KENDALL CT | 18 | 101 | 1013 | 170 | 0 | 170 | 170 | 0 | 0 | 0.00497 | -0.00155 | -0.00155 | -0.00155 | -0.00155 | -0.0016 |  | 0 | 0 | 0 | 0 | 0 | 0
111127 | E CAMBRIDGE | 13.8 | 101 | 1012 | 0 | 0 | 0 | 0 | 0 | 0 | 0.00497 | -0.00155 | -0.00155 | -0.00155 | -0.00155 | -0.0016 |  | 0 | 0 | 0 | 0 | 0 | 0
991103 | NG_PUTNAM 36 | 115 | 101 | 1010 | 43 | 0 | 43 | 43 | 0 | 0 | 0.00497 | -0.00155 | -0.00155 | -0.00155 | -0.00155 | -0.0016 |  | 0 | 0 | 0 | 0 | 0 | 0
991104 | DFO NG_KEN~1 | 115 | 101 | 1010 | 30 | 0 | 30 | 30 | 0 | 0 | 0.00497 | -0.00155 | -0.00155 | -0.00155 | -0.00155 | -0.0016 |  | 0 | 0 | 0 | 0 | 0 | 0
111125 | PUTNAM 2 | 13.8 | 101 | 1012 | 0 | 0 | 0 | 0 | 0 | 0 | 0.00493 | -0.00153 | -0.00153 | -0.00153 | -0.00153 | -0.00158 |  | 0 | 0 | 0 | 0 | 0 | 0
990804 | SUN BAT_BU~1 | 115 | 101 | 1000 | 5.5 | 0 | 5.5 | 5.5 | 0 | 0 | 0.00517 | -0.00153 | -0.00153 | -0.00153 | -0.00153 | -0.00158 |  | 0 | 0 | 0 | 0 | 0 | 0
111124 | KENDALL JET | 13.8 | 101 | 1014 | 18 | 0 | 18 | 18 | 0 | 0 | 0.00491 | -0.00153 | -0.00153 | -0.00153 | -0.00153 | -0.00157 |  | 0 | 0 | 0 | 0 | 0 | 0
990819 | BAT_CHELSE~1 | 115 | 101 | 1000 | 351.9 | 0 | 351.9 | 351.9 | 0 | 0 | 0.00496 | -0.00153 | -0.00153 | -0.00153 | -0.00153 | -0.00157 |  | 0 | 0 | 0 | 0 | 0 | 0
110983 | MATEP_DIESEL | 13.8 | 101 | 1004 | 19.35 | 0 | 19.35 | 19.35 | 0 | 0 | 0.00486 | -0.0015 | -0.0015 | -0.0015 | -0.0015 | -0.00155 |  | 0 | 0 | 0 | 0 | 0 | 0
110984 | MATEP_CC | 13.8 | 101 | 1004 | 57.1 | 0 | 57.1 | 57.1 | 0 | 0 | 0.00486 | -0.0015 | -0.0015 | -0.0015 | -0.0015 | -0.00155 |  | 0 | 0 | 0 | 0 | 0 | 0
110985 | MATEP 3 | 13.8 | 101 | 1004 | 19.35 | 0 | 19.35 | 19.35 | 0 | 0 | 0.00482 | -0.00149 | -0.00149 | -0.00149 | -0.00149 | -0.00154 |  | 0 | 0 | 0 | 0 | 0 | 0
990926 | BAT_ELECTR~1 | 115 | 101 | 1000 | 267.51 | 0 | 326.37 | 267.51 | 0 | 58.86 | 0.00485 | -0.0015 | -0.0015 | -0.0015 | -0.0015 | -0.00154 |  | 0 | 0 | 0 | 0 | 0 | 0
111009 | MBTA | 14.4 | 101 | 1002 | 47 | 0 | 47 | 47 | 0 | 0 | 0.0048 | -0.00147 | -0.00147 | -0.00147 | -0.00147 | -0.00152 |  | 0 | 0 | 0 | 0 | 0 | 0
997349 | SUN_WOONSO~1 | 115 | 101 | 1410 | 0 | 0 | 0 | 0 | 0 | 0 | 0.00077 | -0.00153 | -0.00153 | -0.00153 | -0.00153 | -0.0015 |  | 0 | 0 | 0 | 0 | 0 | 0
990898 | SUN BAT_CA~1 | 115 | 101 | 1020 | 8.8 | 0 | 8.8 | 8.8 | 0 | 0 | 0.00274 | -0.00147 | -0.00147 | -0.00147 | -0.00147 | -0.00145 |  | 0 | 0 | 0 | 0 | 0 | 0
994757 | BAT_S WREN~1 | 115 | 101 | 1140 | 0 | 0 | 0 | 0 | 0 | 0 | 0.00218 | -0.00138 | -0.00138 | -0.00138 | -0.00138 | -0.00135 |  | 0 | 0 | 0 | 0 | 0 | 0
111028 | FRAMINGHAM | 13.8 | 101 | 1002 | 42.3 | 0 | 42.3 | 42.3 | 0 | 0 | 0.0033 | -0.00143 | -0.00143 | -0.00143 | -0.00143 | -0.00134 |  | 0 | 0 | 0 | 0 | 0 | 0
116433 | ORCHARD | 13.8 | 101 | 1332 | 0 | 0 | 0 | 0 | 0 | 0 | -0.00958 | -0.00121 | -0.00121 | -0.00121 | -0.00121 | -0.00121 |  | 0 | 0 | 0 | 0 | 0 | 0
997005 | BAT_W FARN~1 | 115 | 101 | 1400 | 0 | 0 | 0 | 0 | 0 | 0 | 0.00105 | -0.00122 | -0.00122 | -0.00122 | -0.00122 | -0.00121 |  | 0 | 0 | 0 | 0 | 0 | 0
997012 | SUN_NASONV~1 | 115 | 101 | 1400 | 0 | 0 | 0 | 0 | 0 | 0 | 0.00105 | -0.00122 | -0.00122 | -0.00122 | -0.00122 | -0.00121 |  | 0 | 0 | 0 | 0 | 0 | 0
111092 | EDGAR ST | 18 | 101 | 1023 | 0 | 0 | 0 | 0 | 0 | 0 | 0.00301 | -0.00121 | -0.00121 | -0.00121 | -0.00121 | -0.0012 |  | 0 | 0 | 0 | 0 | 0 | 0
111093 | EDGAR GT1 | 16 | 101 | 1023 | 0 | 0 | 0 | 0 | 0 | 0 | 0.00301 | -0.00121 | -0.00121 | -0.00121 | -0.00121 | -0.0012 |  | 0 | 0 | 0 | 0 | 0 | 0
111097 | EDGAR GT2 | 16 | 101 | 1023 | 0 | 0 | 0 | 0 | 0 | 0 | 0.00301 | -0.00121 | -0.00121 | -0.00121 | -0.00121 | -0.0012 |  | 0 | 0 | 0 | 0 | 0 | 0
111722 | TA WATSON 1 | 13.8 | 101 | 1063 | 0 | 0 | 0 | 0 | 0 | 0 | 0.00301 | -0.00121 | -0.00121 | -0.00121 | -0.00121 | -0.0012 |  | 0 | 0 | 0 | 0 | 0 | 0
111723 | TA WATSON 2 | 13.8 | 101 | 1063 | 0 | 0 | 0 | 0 | 0 | 0 | 0.00301 | -0.00121 | -0.00121 | -0.00121 | -0.00121 | -0.0012 |  | 0 | 0 | 0 | 0 | 0 | 0
111728 | POTTER 2 CT | 13.8 | 101 | 1063 | 0 | 0 | 0 | 0 | 0 | 0 | 0.00301 | -0.00121 | -0.00121 | -0.00121 | -0.00121 | -0.0012 |  | 0 | 0 | 0 | 0 | 0 | 0
111729 | POTTER 2 ST | 13.8 | 101 | 1063 | 0 | 0 | 0 | 0 | 0 | 0 | 0.00301 | -0.00121 | -0.00121 | -0.00121 | -0.00121 | -0.0012 |  | 0 | 0 | 0 | 0 | 0 | 0
911550 | PH2_DGEN | 345 | 101 | 1120 | 353.9 | 0 | 700 | 353.9 | 0 | 346.1 | 0.00751 | -0.00113 | -0.00113 | -0.00113 | -0.00113 | -0.0012 |  | 0 | 0 | 0 | 0 | 0 | 0
990901 | DFO NG_EDGAR | 115 | 101 | 1020 | 0 | 0 | 0 | 0 | 0 | 0 | 0.00301 | -0.00121 | -0.00121 | -0.00121 | -0.00121 | -0.0012 |  | 0 | 0 | 0 | 0 | 0 | 0
997346 | SUN_WOLF H~1 | 115 | 101 | 1410 | 0 | 0 | 0 | 0 | 0 | 0 | 0.00133 | -0.00092 | -0.00092 | -0.00092 | -0.00092 | -0.0009 |  | 0 | 0 | 0 | 0 | 0 | 0
991136 | SUN_KINGST~1 | 115 | 101 | 1030 | 2.76 | 0 | 2.76 | 2.76 | 0 | 0 | 0.00319 | -0.00088 | -0.00088 | -0.00088 | -0.00088 | -0.00088 |  | 0 | 0 | 0 | 0 | 0 | 0
991144 | BAT_BROOK ~1 | 115 | 101 | 1030 | 209.96 | 0 | 209.96 | 209.96 | 0 | 0 | 0.00319 | -0.00088 | -0.00088 | -0.00088 | -0.00088 | -0.00088 |  | 0 | 0 | 0 | 0 | 0 | 0
991171 | SUN BAT_WE~1 | 23 | 101 | 1032 | 0 | 0 | 0 | 0 | 0 | 0 | 0.00319 | -0.00088 | -0.00088 | -0.00088 | -0.00088 | -0.00088 |  | 0 | 0 | 0 | 0 | 0 | 0
110950 | W MEDWAY J2 | 13.8 | 101 | 1023 | 0 | 0 | 0 | 0 | 0 | 0 | 0.00357 | -0.00086 | -0.00086 | -0.00086 | -0.00086 | -0.00086 |  | 0 | 0 | 0 | 0 | 0 | 0
110951 | W MEDWAY JET | 13.8 | 101 | 1023 | 0 | 0 | 0 | 0 | 0 | 0 | 0.00357 | -0.00086 | -0.00086 | -0.00086 | -0.00086 | -0.00086 |  | 0 | 0 | 0 | 0 | 0 | 0
111251 | CANAL G1 | 18 | 101 | 1043 | 0 | 0 | 0 | 0 | 0 | 0 | 0.00326 | -0.00085 | -0.00085 | -0.00085 | -0.00085 | -0.00086 |  | 0 | 0 | 0 | 0 | 0 | 0
111252 | CANAL G2 | 18 | 101 | 1043 | 141.02 | 0 | 576.37 | 141.02 | 0 | 435.35 | 0.00326 | -0.00085 | -0.00085 | -0.00085 | -0.00085 | -0.00086 |  | 0 | 0 | 0 | 0 | 0 | 0
111256 | CANAL 3 CTG | 25 | 101 | 1043 | 333 | 0 | 333 | 333 | 0 | 0 | 0.00326 | -0.00085 | -0.00085 | -0.00085 | -0.00085 | -0.00086 |  | 0 | 0 | 0 | 0 | 0 | 0
990783 | WND_PILGRIM | 345 | 101 | 1020 | 0 | 0 | 0 | 0 | 0 | 0 | 0.00327 | -0.00086 | -0.00086 | -0.00086 | -0.00086 | -0.00086 |  | 0 | 0 | 0 | 0 | 0 | 0
111181 | BW-PV_1 | 0.4 | 101 | 1032 | 0 | 0 | 0 | 0 | 0 | 0 | 0.00316 | -0.00085 | -0.00085 | -0.00085 | -0.00085 | -0.00085 |  | 0 | 0 | 0 | 0 | 0 | 0
111182 | BW-PV_2 | 0.4 | 101 | 1032 | 0 | 0 | 0 | 0 | 0 | 0 | 0.00316 | -0.00085 | -0.00085 | -0.00085 | -0.00085 | -0.00085 |  | 0 | 0 | 0 | 0 | 0 | 0
111183 | BW-PV_3 | 0.4 | 101 | 1032 | 0 | 0 | 0 | 0 | 0 | 0 | 0.00316 | -0.00085 | -0.00085 | -0.00085 | -0.00085 | -0.00085 |  | 0 | 0 | 0 | 0 | 0 | 0
111188 | SEMASS G1 | 13.8 | 101 | 1033 | 0 | 0 | 0 | 0 | 0 | 0 | 0.00314 | -0.00085 | -0.00085 | -0.00085 | -0.00085 | -0.00085 |  | 0 | 0 | 0 | 0 | 0 | 0
111189 | SEMASS G2 | 13.8 | 101 | 1033 | 0 | 0 | 0 | 0 | 0 | 0 | 0.00314 | -0.00085 | -0.00085 | -0.00085 | -0.00085 | -0.00085 |  | 0 | 0 | 0 | 0 | 0 | 0
111202 | BARNSTABLE | 115 | 101 | 1040 | 0 | 0 | 0 | 0 | 0 | 0 | 0.00323 | -0.00084 | -0.00084 | -0.00084 | -0.00084 | -0.00085 |  | 0 | 0 | 0 | 0 | 0 | 0
111248 | WEST TISBURY | 14.4 | 101 | 1044 | 0 | 0 | 0 | 0 | 0 | 0 | 0.00322 | -0.00085 | -0.00085 | -0.00085 | -0.00085 | -0.00085 |  | 0 | 0 | 0 | 0 | 0 | 0
111253 | OAK BLUFFS | 23 | 101 | 1043 | 0 | 0 | 0 | 0 | 0 | 0 | 0.00322 | -0.00085 | -0.00085 | -0.00085 | -0.00085 | -0.00085 |  | 0 | 0 | 0 | 0 | 0 | 0
111346 | QP624_SC2 | 33 | 101 | 1040 | 0 | 0 | 0 | 0 | 0 | 0 | 0.00323 | -0.00084 | -0.00084 | -0.00084 | -0.00084 | -0.00085 |  | 0 | 0 | 0 | 0 | 0 | 0
111347 | QP624_SC1 | 33 | 101 | 1040 | 0 | 0 | 0 | 0 | 0 | 0 | 0.00323 | -0.00084 | -0.00084 | -0.00084 | -0.00084 | -0.00085 |  | 0 | 0 | 0 | 0 | 0 | 0
111365 | QP624-2B | 0.69 | 101 | 1043 | 0 | 0 | 0 | 0 | 0 | 0 | 0.00323 | -0.00084 | -0.00084 | -0.00084 | -0.00084 | -0.00085 |  | 0 | 0 | 0 | 0 | 0 | 0
111366 | QP624-2A | 0.69 | 101 | 1043 | 0 | 0 | 0 | 0 | 0 | 0 | 0.00323 | -0.00084 | -0.00084 | -0.00084 | -0.00084 | -0.00085 |  | 0 | 0 | 0 | 0 | 0 | 0
111367 | QP624-1B | 0.69 | 101 | 1043 | 0 | 0 | 0 | 0 | 0 | 0 | 0.00323 | -0.00084 | -0.00084 | -0.00084 | -0.00084 | -0.00085 |  | 0 | 0 | 0 | 0 | 0 | 0
111368 | QP624-1A | 0.69 | 101 | 1043 | 0 | 0 | 0 | 0 | 0 | 0 | 0.00323 | -0.00084 | -0.00084 | -0.00084 | -0.00084 | -0.00085 |  | 0 | 0 | 0 | 0 | 0 | 0
115978 | BUNKER CTG | 13.2 | 101 | 1170 | 0 | 0 | 0 | 0 | 0 | 0 | 0.00323 | -0.00084 | -0.00084 | -0.00084 | -0.00084 | -0.00085 |  | 0 | 0 | 0 | 0 | 0 | 0
115979 | BUNKER BESS | 0.4 | 101 | 1170 | 0 | 0 | 0 | 0 | 0 | 0 | 0.00323 | -0.00084 | -0.00084 | -0.00084 | -0.00084 | -0.00085 |  | 0 | 0 | 0 | 0 | 0 | 0
991141 | SUN BAT_TR~1 | 115 | 101 | 1030 | 12.69 | 0 | 33.74 | 12.69 | 0 | 21.05 | 0.00313 | -0.00085 | -0.00085 | -0.00085 | -0.00085 | -0.00085 |  | 0 | 0 | 0 | 0 | 0 | 0
991152 | BAT_WAREHA~1 | 115 | 101 | 1030 | 244.22 | 0 | 348.18 | 244.22 | 0 | 103.96 | 0.00316 | -0.00085 | -0.00085 | -0.00085 | -0.00085 | -0.00085 |  | 0 | 0 | 0 | 0 | 0 | 0
991155 | SUN_WAREHA~1 | 115 | 101 | 1030 | 9.5 | 0 | 9.5 | 9.5 | 0 | 0 | 0.00316 | -0.00085 | -0.00085 | -0.00085 | -0.00085 | -0.00085 |  | 0 | 0 | 0 | 0 | 0 | 0
991156 | SUN BAT_VA~1 | 115 | 101 | 1030 | 9.98 | 0 | 9.98 | 9.98 | 0 | 0 | 0.0032 | -0.00085 | -0.00085 | -0.00085 | -0.00085 | -0.00085 |  | 0 | 0 | 0 | 0 | 0 | 0
991202 | WND_BARNST~1 | 115 | 101 | 1040 | 0 | 0 | 0 | 0 | 0 | 0 | 0.00323 | -0.00084 | -0.00084 | -0.00084 | -0.00084 | -0.00085 |  | 0 | 0 | 0 | 0 | 0 | 0
991204 | SUN BAT_FA~1 | 115 | 101 | 1040 | 0 | 0 | 0 | 0 | 0 | 0 | 0.00322 | -0.00085 | -0.00085 | -0.00085 | -0.00085 | -0.00085 |  | 0 | 0 | 0 | 0 | 0 | 0
991207 | SUN BAT_HA~1 | 115 | 101 | 1040 | 0 | 0 | 0 | 0 | 0 | 0 | 0.00323 | -0.00084 | -0.00084 | -0.00084 | -0.00084 | -0.00085 |  | 0 | 0 | 0 | 0 | 0 | 0
991215 | SUN BAT_MA~1 | 115 | 101 | 1040 | 0 | 0 | 0 | 0 | 0 | 0 | 0.00323 | -0.00084 | -0.00084 | -0.00084 | -0.00084 | -0.00085 |  | 0 | 0 | 0 | 0 | 0 | 0
991245 | SUN BAT_SA~1 | 115 | 101 | 1040 | 0 | 0 | 0 | 0 | 0 | 0 | 0.00322 | -0.00085 | -0.00085 | -0.00085 | -0.00085 | -0.00085 |  | 0 | 0 | 0 | 0 | 0 | 0
997353 | SUN_PUTNAM~1 | 115 | 101 | 1410 | 0 | 0 | 0 | 0 | 0 | 0 | 0.00139 | -0.00086 | -0.00086 | -0.00086 | -0.00086 | -0.00085 |  | 0 | 0 | 0 | 0 | 0 | 0
991133 | BAT_CARVER | 345 | 101 | 1030 | 150 | 0 | 150 | 150 | 0 | 0 | 0.00325 | -0.00083 | -0.00083 | -0.00083 | -0.00083 | -0.00084 |  | 0 | 0 | 0 | 0 | 0 | 0
991134 | WND_W BARN~1 | 345 | 101 | 1030 | 0 | 0 | 0 | 0 | 0 | 0 | 0.00324 | -0.00084 | -0.00084 | -0.00084 | -0.00084 | -0.00084 |  | 0 | 0 | 0 | 0 | 0 | 0
991135 | WND_W BARN~1 | 115 | 101 | 1040 | 0 | 0 | 0 | 0 | 0 | 0 | 0.00323 | -0.00084 | -0.00084 | -0.00084 | -0.00084 | -0.00084 |  | 0 | 0 | 0 | 0 | 0 | 0
991140 | SUN BAT_RO~1 | 115 | 101 | 1030 | 24.62 | 0 | 24.62 | 24.62 | 0 | 0 | 0.00304 | -0.00084 | -0.00084 | -0.00084 | -0.00084 | -0.00084 |  | 0 | 0 | 0 | 0 | 0 | 0
991271 | SUN BAT_CR~2 | 115 | 101 | 1050 | 27.96 | 0 | 27.96 | 27.96 | 0 | 0 | 0.00299 | -0.00084 | -0.00084 | -0.00084 | -0.00084 | -0.00084 |  | 0 | 0 | 0 | 0 | 0 | 0
991272 | SUN BAT_AR~1 | 115 | 101 | 1050 | 7 | 0 | 7 | 7 | 0 | 0 | 0.00294 | -0.00084 | -0.00084 | -0.00084 | -0.00084 | -0.00084 |  | 0 | 0 | 0 | 0 | 0 | 0
991273 | SUN BAT_WI~1 | 115 | 101 | 1050 | 28.43 | 0 | 28.43 | 28.43 | 0 | 0 | 0.00294 | -0.00084 | -0.00084 | -0.00084 | -0.00084 | -0.00084 |  | 0 | 0 | 0 | 0 | 0 | 0
115689 | CLEARY G8-9A | 13.8 | 101 | 1254 | 46.82 | 0 | 46.82 | 46.82 | 0 | 0 | 0.00273 | -0.00084 | -0.00084 | -0.00084 | -0.00084 | -0.00083 |  | 0 | 0 | 0 | 0 | 0 | 0
115690 | CLEARY G9 | 13.8 | 101 | 1254 | 84.18 | 0 | 84.18 | 84.18 | 0 | 0 | 0.00273 | -0.00084 | -0.00084 | -0.00084 | -0.00084 | -0.00083 |  | 0 | 0 | 0 | 0 | 0 | 0
115742 | DIGHTON PWR | 22 | 101 | 1160 | 168 | 0 | 168 | 168 | 0 | 0 | 0.00267 | -0.00083 | -0.00083 | -0.00083 | -0.00083 | -0.00083 |  | 0 | 0 | 0 | 0 | 0 | 0
991268 | SUN BAT_IN~1 | 115 | 101 | 1050 | 40.45 | 0 | 40.45 | 40.45 | 0 | 0 | 0.00278 | -0.00083 | -0.00083 | -0.00083 | -0.00083 | -0.00083 |  | 0 | 0 | 0 | 0 | 0 | 0
111316 | DARTMTH PWRA | 13.8 | 101 | 1053 | 0 | 0 | 0 | 0 | 0 | 0 | 0.00269 | -0.00082 | -0.00082 | -0.00082 | -0.00082 | -0.00082 |  | 0 | 0 | 0 | 0 | 0 | 0
111317 | DARTMTH PWRB | 13.8 | 101 | 1053 | 0 | 0 | 0 | 0 | 0 | 0 | 0.00269 | -0.00082 | -0.00082 | -0.00082 | -0.00082 | -0.00082 |  | 0 | 0 | 0 | 0 | 0 | 0
991265 | SUN BAT_FI~1 | 115 | 101 | 1050 | 0 | 0 | 0 | 0 | 0 | 0 | 0.00269 | -0.00082 | -0.00082 | -0.00082 | -0.00082 | -0.00082 |  | 0 | 0 | 0 | 0 | 0 | 0
991267 | BAT_CROSS ~1 | 115 | 101 | 1050 | 129.81 | 0 | 246 | 129.81 | 0 | 116.19 | 0.00269 | -0.00082 | -0.00082 | -0.00082 | -0.00082 | -0.00082 |  | 0 | 0 | 0 | 0 | 0 | 0
991275 | SUN BAT_CR~1 | 115 | 101 | 1050 | 14.5 | 0 | 14.5 | 14.5 | 0 | 0 | 0.00269 | -0.00082 | -0.00082 | -0.00082 | -0.00082 | -0.00082 |  | 0 | 0 | 0 | 0 | 0 | 0
117434 | TIVERTON GT | 18 | 101 | 1410 | 0 | 0 | 0 | 0 | 0 | 0 | 0.00246 | -0.00081 | -0.00081 | -0.00081 | -0.00081 | -0.00081 |  | 0 | 0 | 0 | 0 | 0 | 0
117435 | TIVERTON ST | 13.8 | 101 | 1410 | 0 | 0 | 0 | 0 | 0 | 0 | 0.00246 | -0.00081 | -0.00081 | -0.00081 | -0.00081 | -0.00081 |  | 0 | 0 | 0 | 0 | 0 | 0
991378 | SUN BAT_BE~1 | 115 | 101 | 1050 | 279.36 | 0 | 880 | 279.36 | 0 | 600.64 | 0.00251 | -0.00082 | -0.00082 | -0.00082 | -0.00082 | -0.00081 |  | 0 | 0 | 0 | 0 | 0 | 0
997357 | SUN_Tiverton | 115 | 101 | 1410 | 0 | 0 | 0 | 0 | 0 | 0 | 0.00246 | -0.00081 | -0.00081 | -0.00081 | -0.00081 | -0.00081 |  | 0 | 0 | 0 | 0 | 0 | 0
998179 | NG_NAVY TAP | 69 | 101 | 1420 | 6.27 | 0 | 6.27 | 6.27 | 0 | 0 | 0.00246 | -0.00081 | -0.00081 | -0.00081 | -0.00081 | -0.00081 |  | 0 | 0 | 0 | 0 | 0 | 0
998187 | SUN_JEPSON | 13.8 | 101 | 1420 | 20.97 | 0 | 20.97 | 20.97 | 0 | 0 | 0.00246 | -0.00081 | -0.00081 | -0.00081 | -0.00081 | -0.00081 |  | 0 | 0 | 0 | 0 | 0 | 0
114861 | ANP BLLNGHM1 | 21 | 101 | 1140 | 0 | 0 | 0 | 0 | 0 | 0 | 0.00324 | -0.00067 | -0.00067 | -0.00067 | -0.00067 | -0.00067 |  | 0 | 0 | 0 | 0 | 0 | 0
114862 | ANP BLLNGHM2 | 21 | 101 | 1140 | 0 | 0 | 0 | 0 | 0 | 0 | 0.00323 | -0.00067 | -0.00067 | -0.00067 | -0.00067 | -0.00067 |  | 0 | 0 | 0 | 0 | 0 | 0
117426 | MANCHSTR 09A | 13.8 | 101 | 1410 | 106.94 | 0 | 106.94 | 106.94 | 0 | 0 | 0.00164 | -0.00068 | -0.00068 | -0.00068 | -0.00068 | -0.00067 |  | 0 | 0 | 0 | 0 | 0 | 0
117427 | MANCHSTR 10A | 13.8 | 101 | 1410 | 109.03 | 0 | 109.03 | 109.03 | 0 | 0 | 0.00164 | -0.00068 | -0.00068 | -0.00068 | -0.00068 | -0.00067 |  | 0 | 0 | 0 | 0 | 0 | 0
117428 | MANCHSTR 11A | 13.8 | 101 | 1410 | 107.53 | 0 | 107.53 | 107.53 | 0 | 0 | 0.00164 | -0.00068 | -0.00068 | -0.00068 | -0.00068 | -0.00067 |  | 0 | 0 | 0 | 0 | 0 | 0
117431 | FRNKLNSQ SC1 | 11.5 | 101 | 1410 | 47.06 | 0 | 47.06 | 47.06 | 0 | 0 | 0.00164 | -0.00068 | -0.00068 | -0.00068 | -0.00068 | -0.00067 |  | 0 | 0 | 0 | 0 | 0 | 0
117432 | FRNKLNSQ SC2 | 11.5 | 101 | 1410 | 47.97 | 0 | 47.97 | 47.97 | 0 | 0 | 0.00164 | -0.00068 | -0.00068 | -0.00068 | -0.00068 | -0.00067 |  | 0 | 0 | 0 | 0 | 0 | 0
117433 | FRNKLNSQ SC3 | 11.5 | 101 | 1410 | 49.47 | 0 | 49.47 | 49.47 | 0 | 0 | 0.00164 | -0.00068 | -0.00068 | -0.00068 | -0.00068 | -0.00067 |  | 0 | 0 | 0 | 0 | 0 | 0
990770 | BAT_W MEDW~1 | 345 | 101 | 1020 | 250 | 0 | 250 | 250 | 0 | 0 | 0.00332 | -0.00066 | -0.00066 | -0.00066 | -0.00066 | -0.00067 |  | 0 | 0 | 0 | 0 | 0 | 0
993264 | SUN_MILLBURY | 345 | 101 | 1110 | 0 | 0 | 0 | 0 | 0 | 0 | 0.00408 | -0.00064 | -0.00064 | -0.00064 | -0.00064 | -0.00065 |  | 0 | 0 | 0 | 0 | 0 | 0
997311 | SUN_JOHNST~1 | 115 | 101 | 1410 | 0 | 0 | 0 | 0 | 0 | 0 | 0.00158 | -0.00062 | -0.00062 | -0.00062 | -0.00062 | -0.00061 |  | 0 | 0 | 0 | 0 | 0 | 0
117436 | RISE CT1 | 18 | 101 | 1410 | 183.1 | 0 | 183.1 | 183.1 | 0 | 0 | 0.00159 | -0.00058 | -0.00058 | -0.00058 | -0.00058 | -0.00057 |  | 0 | 0 | 0 | 0 | 0 | 0
117437 | RISE ST | 18 | 101 | 1410 | 185.48 | 0 | 185.48 | 185.48 | 0 | 0 | 0.00159 | -0.00058 | -0.00058 | -0.00058 | -0.00058 | -0.00057 |  | 0 | 0 | 0 | 0 | 0 | 0
117438 | RISE CT2 | 18 | 101 | 1410 | 183.1 | 0 | 183.1 | 183.1 | 0 | 0 | 0.00159 | -0.00058 | -0.00058 | -0.00058 | -0.00058 | -0.00057 |  | 0 | 0 | 0 | 0 | 0 | 0
994734 | WND_BRAYTN~1 | 345 | 101 | 1140 | 0 | 0 | 0 | 0 | 0 | 0 | 0.00249 | -0.00057 | -0.00057 | -0.00057 | -0.00057 | -0.00057 |  | 0 | 0 | 0 | 0 | 0 | 0
117446 | J LANDFIL P2 | 4.2 | 101 | 1410 | 0 | 0 | 0 | 0 | 0 | 0 | 0.0016 | -0.00056 | -0.00056 | -0.00056 | -0.00056 | -0.00055 |  | 0 | 0 | 0 | 0 | 0 | 0
117501 | J_LANDF_L | 0.6 | 101 | 1410 | 0 | 0 | 0 | 0 | 0 | 0 | 0.0016 | -0.00056 | -0.00056 | -0.00056 | -0.00056 | -0.00055 |  | 0 | 0 | 0 | 0 | 0 | 0
117455 | RIDGEWOOD LD | 13.8 | 101 | 1410 | 0 | 0 | 0 | 0 | 0 | 0 | 0.0016 | -0.00054 | -0.00054 | -0.00054 | -0.00054 | -0.00053 |  | 0 | 0 | 0 | 0 | 0 | 0
113926 | CHERRYST DSL | 4.16 | 101 | 1220 | 16.8 | 0 | 16.8 | 16.8 | 0 | 0 | 0.00473 | -0.00097 | -0.00097 | -0.00097 | -0.00097 | -0.00051 |  | 0 | 0 | 0 | 0 | 0 | 0
111084 | NEA BELL GT1 | 13.8 | 101 | 1023 | 0 | 0 | 0 | 0 | 0 | 0 | 0.00293 | -0.00041 | -0.00041 | -0.00041 | -0.00041 | -0.00041 |  | 0 | 0 | 0 | 0 | 0 | 0
111085 | NEA BELL GT2 | 13.8 | 101 | 1023 | 0 | 0 | 0 | 0 | 0 | 0 | 0.00293 | -0.00041 | -0.00041 | -0.00041 | -0.00041 | -0.00041 |  | 0 | 0 | 0 | 0 | 0 | 0
111086 | NEA BELL ST1 | 13.8 | 101 | 1023 | 0 | 0 | 0 | 0 | 0 | 0 | 0.00293 | -0.00041 | -0.00041 | -0.00041 | -0.00041 | -0.00041 |  | 0 | 0 | 0 | 0 | 0 | 0
117505 | S-SKY-WCR_L | 0.48 | 101 | 1410 | 0 | 0 | 0 | 0 | 0 | 0 | 0.00165 | -0.00036 | -0.00036 | -0.00036 | -0.00036 | -0.00035 |  | 0 | 0 | 0 | 0 | 0 | 0
997342 | SUN_W CRAN~1 | 115 | 101 | 1410 | 0 | 0 | 0 | 0 | 0 | 0 | 0.00165 | -0.00036 | -0.00036 | -0.00036 | -0.00036 | -0.00035 |  | 0 | 0 | 0 | 0 | 0 | 0
113389 | SNOW STREET2 | 13.2 | 101 | 1110 | 0 | 0 | 0 | 0 | 0 | 0 | -0.00118 | -0.00033 | -0.00033 | -0.00033 | -0.00033 | -0.00031 |  | 0 | 0 | 0 | 0 | 0 | 0
113405 | MILLENIUM CT | 16 | 101 | 1110 | 0 | 0 | 0 | 0 | 0 | 0 | -0.00118 | -0.00033 | -0.00033 | -0.00033 | -0.00033 | -0.00031 |  | 0 | 0 | 0 | 0 | 0 | 0
113406 | MILLENIUM ST | 13.8 | 101 | 1110 | 0 | 0 | 0 | 0 | 0 | 0 | -0.00118 | -0.00033 | -0.00033 | -0.00033 | -0.00033 | -0.00031 |  | 0 | 0 | 0 | 0 | 0 | 0
993295 | SUN_SNOW S~1 | 115 | 101 | 1110 | 0 | 0 | 0 | 0 | 0 | 0 | -0.00118 | -0.00033 | -0.00033 | -0.00033 | -0.00033 | -0.00031 |  | 0 | 0 | 0 | 0 | 0 | 0
111095 | ANP BLKSTN 1 | 21 | 101 | 1023 | 0 | 0 | 0 | 0 | 0 | 0 | 0.00274 | -0.00029 | -0.00029 | -0.00029 | -0.00029 | -0.00029 |  | 0 | 0 | 0 | 0 | 0 | 0
111096 | ANP BLKSTN 2 | 21 | 101 | 1023 | 0 | 0 | 0 | 0 | 0 | 0 | 0.00274 | -0.00029 | -0.00029 | -0.00029 | -0.00029 | -0.00029 |  | 0 | 0 | 0 | 0 | 0 | 0
117503 | S-SKY-2228_L | 0.48 | 101 | 1410 | 0 | 0 | 0 | 0 | 0 | 0 | 0.00168 | -0.00028 | -0.00028 | -0.00028 | -0.00028 | -0.00027 |  | 0 | 0 | 0 | 0 | 0 | 0
117514 | HOPE_0.385KV | 0.38 | 101 | 1410 | 0 | 0 | 0 | 0 | 0 | 0 | 0.00168 | -0.00028 | -0.00028 | -0.00028 | -0.00028 | -0.00027 |  | 0 | 0 | 0 | 0 | 0 | 0
997463 | SUN_NEW LO~1 | 115 | 101 | 1410 | 0 | 0 | 0 | 0 | 0 | 0 | 0.00171 | -0.00018 | -0.00018 | -0.00018 | -0.00018 | -0.00018 |  | 0 | 0 | 0 | 0 | 0 | 0
117485 | RI_WED_GEN | 0.6 | 101 | 1410 | 0 | 0 | 0 | 0 | 0 | 0 | 0.00174 | -8e-05 | -8e-05 | -8e-05 | -8e-05 | -8e-05 |  | 0 | 0 | 0 | 0 | 0 | 0
117486 | RI WED G2 | 0.6 | 101 | 1410 | 0 | 0 | 0 | 0 | 0 | 0 | 0.00174 | -8e-05 | -8e-05 | -8e-05 | -8e-05 | -8e-05 |  | 0 | 0 | 0 | 0 | 0 | 0
997327 | SUN_DRUMROCK | 115 | 101 | 1410 | 0 | 0 | 0 | 0 | 0 | 0 | 0.00174 | -6e-05 | -6e-05 | -6e-05 | -6e-05 | -6e-05 |  | 0 | 0 | 0 | 0 | 0 | 0
997332 | SUN_KENT C~1 | 115 | 101 | 1410 | 0 | 0 | 0 | 0 | 0 | 0 | 0.00176 | -1e-05 | -1e-05 | -1e-05 | -1e-05 | -1e-05 |  | 0 | 0 | 0 | 0 | 0 | 0
997385 | SUN_KENT C~1 | 34.5 | 101 | 1410 | 0 | 0 | 0 | 0 | 0 | 0 | 0.00176 | -1e-05 | -1e-05 | -1e-05 | -1e-05 | -1e-05 |  | 0 | 0 | 0 | 0 | 0 | 0
113444 | QP698 | 0.48 | 101 | 1110 | 0 | 0 | 0 | 0 | 0 | 0 | 0.03051 | 0.00149 | 0.00149 | 0.00149 | 0.00149 | 0.00015 |  | 0 | 0 | 0 | 0 | 0 | 0
993283 | SUN_E WINC~1 | 115 | 101 | 1110 | 0 | 0 | 0 | 0 | 0 | 0 | 0.03051 | 0.00149 | 0.00149 | 0.00149 | 0.00149 | 0.00015 |  | 0 | 0 | 0 | 0 | 0 | 0
117029 | OCEAN ST GT1 | 13.8 | 101 | 1400 | 77.46 | 0 | 77.46 | 77.46 | 0 | 0 | 0.00194 | 0.00023 | 0.00023 | 0.00023 | 0.00023 | 0.00023 |  | 0 | 0 | 0 | 0 | 0 | 0
117030 | OCEAN ST GT2 | 13.8 | 101 | 1400 | 77.46 | 0 | 77.46 | 77.46 | 0 | 0 | 0.00194 | 0.00023 | 0.00023 | 0.00023 | 0.00023 | 0.00023 |  | 0 | 0 | 0 | 0 | 0 | 0
117031 | OCEAN ST ST1 | 13.8 | 101 | 1400 | 117.42 | 0 | 117.42 | 117.42 | 0 | 0 | 0.00194 | 0.00023 | 0.00023 | 0.00023 | 0.00023 | 0.00023 |  | 0 | 0 | 0 | 0 | 0 | 0
117032 | OCEAN ST GT3 | 13.8 | 101 | 1400 | 78.17 | 0 | 78.17 | 78.17 | 0 | 0 | 0.00194 | 0.00023 | 0.00023 | 0.00023 | 0.00023 | 0.00023 |  | 0 | 0 | 0 | 0 | 0 | 0
117033 | OCEAN ST GT4 | 13.8 | 101 | 1400 | 78.17 | 0 | 78.17 | 78.17 | 0 | 0 | 0.00194 | 0.00023 | 0.00023 | 0.00023 | 0.00023 | 0.00023 |  | 0 | 0 | 0 | 0 | 0 | 0
117034 | OCEAN ST ST2 | 13.8 | 101 | 1400 | 118.49 | 0 | 118.49 | 118.49 | 0 | 0 | 0.00194 | 0.00023 | 0.00023 | 0.00023 | 0.00023 | 0.00023 |  | 0 | 0 | 0 | 0 | 0 | 0
997000 | DFO NG_SHE~1 | 345 | 101 | 1400 | 0 | 0 | 0 | 0 | 0 | 0 | 0.00194 | 0.00023 | 0.00023 | 0.00023 | 0.00023 | 0.00023 |  | 0 | 0 | 0 | 0 | 0 | 0
997314 | BAT_DAVISV~1 | 115 | 101 | 1410 | 0 | 0 | 0 | 0 | 0 | 0 | 0.00158 | 0.00028 | 0.00028 | 0.00028 | 0.00028 | 0.00028 |  | 0 | 0 | 0 | 0 | 0 | 0
997368 | SUN_OLD BA~1 | 12.5 | 101 | 1410 | 0 | 0 | 0 | 0 | 0 | 0 | 0.00158 | 0.00028 | 0.00028 | 0.00028 | 0.00028 | 0.00028 |  | 0 | 0 | 0 | 0 | 0 | 0
997313 | SUN_TOWER ~1 | 115 | 101 | 1410 | 0 | 0 | 0 | 0 | 0 | 0 | 0.00141 | 0.00055 | 0.00055 | 0.00055 | 0.00055 | 0.00055 |  | 0 | 0 | 0 | 0 | 0 | 0
997363 | SUN_TOWER ~1 | 12.5 | 101 | 1410 | 0 | 0 | 0 | 0 | 0 | 0 | 0.00141 | 0.00055 | 0.00055 | 0.00055 | 0.00055 | 0.00055 |  | 0 | 0 | 0 | 0 | 0 | 0
993300 | SUN_W CHAR~1 | 115 | 101 | 1110 | 0 | 0 | 0 | 0 | 0 | 0 | -0.0007 | 0.00081 | 0.00081 | 0.00081 | 0.00081 | 0.00083 |  | 0 | 0 | 0 | 0 | 0 | 0
117495 | BLK ISL WIND | 0.9 | 101 | 1410 | 0 | 0 | 0 | 0 | 0 | 0 | 0.0011 | 0.00106 | 0.00106 | 0.00106 | 0.00106 | 0.00106 |  | 0 | 0 | 0 | 0 | 0 | 0
997339 | SUN_W KING~1 | 115 | 101 | 1410 | 0 | 0 | 0 | 0 | 0 | 0 | 0.0011 | 0.00106 | 0.00106 | 0.00106 | 0.00106 | 0.00106 |  | 0 | 0 | 0 | 0 | 0 | 0
999038 | BAT_KILLIN~1 | 345 | 101 | 1630 | 0 | 0 | 0 | 0 | 0 | 0 | 0.00055 | 0.00139 | 0.00139 | 0.00139 | 0.00139 | 0.00139 |  | 0 | 0 | 0 | 0 | 0 | 0
121513 | LAKE ROAD_C1 | 21 | 101 | 1633 | 269.79 | 0 | 269.79 | 269.79 | 0 | 0 | 0.00051 | 0.00143 | 0.00143 | 0.00143 | 0.00143 | 0.00142 |  | 0 | 0 | 0 | 0 | 0 | 0
121514 | LAKE ROAD_C2 | 21 | 101 | 1633 | 275.21 | 0 | 275.21 | 275.21 | 0 | 0 | 0.00051 | 0.00143 | 0.00143 | 0.00143 | 0.00143 | 0.00142 |  | 0 | 0 | 0 | 0 | 0 | 0
121515 | LAKE ROAD_C3 | 21 | 101 | 1633 | 0.78 | 0 | 279 | 0.78 | 0 | 278.22 | 0.00051 | 0.00143 | 0.00143 | 0.00143 | 0.00143 | 0.00142 |  | 0 | 0 | 0 | 0 | 0 | 0
121841 | NUTMEG_G | 0.42 | 101 | 1653 | 0 | 0 | 0 | 0 | 0 | 0 | -0.00717 | 0.00143 | 0.00143 | 0.00143 | 0.00143 | 0.00144 |  | 0 | 0 | 0 | 0 | 0 | 0
999993 | SUN_SCITICO | 115 | 101 | 1650 | 0 | 0 | 0 | 0 | 0 | 0 | -0.00717 | 0.00143 | 0.00143 | 0.00143 | 0.00143 | 0.00144 |  | 0 | 0 | 0 | 0 | 0 | 0
999116 | SUN_N-BLOO~1 | 345 | 101 | 1670 | 0 | 0 | 0 | 0 | 0 | 0 | -0.00672 | 0.00146 | 0.00146 | 0.00146 | 0.00146 | 0.00145 |  | 0 | 0 | 0 | 0 | 0 | 0
121517 | QP724 CT | 23.5 | 101 | 1633 | 341.24 | 0 | 393.67 | 341.24 | 0 | 52.43 | 0.00037 | 0.00154 | 0.00154 | 0.00154 | 0.00154 | 0.00154 |  | 0 | 0 | 0 | 0 | 0 | 0
121518 | QP724 ST | 16 | 101 | 1633 | 238.29 | 0 | 238.29 | 238.29 | 0 | 0 | 0.00037 | 0.00154 | 0.00154 | 0.00154 | 0.00154 | 0.00154 |  | 0 | 0 | 0 | 0 | 0 | 0
997305 | SUN_KENYON | 115 | 101 | 1410 | 0 | 0 | 0 | 0 | 0 | 0 | 0.00079 | 0.00155 | 0.00155 | 0.00155 | 0.00155 | 0.00155 |  | 0 | 0 | 0 | 0 | 0 | 0
117507 | STSK_GEN | 0.55 | 101 | 1410 | 0 | 0 | 0 | 0 | 0 | 0 | 0.00051 | 0.00199 | 0.00199 | 0.00199 | 0.00199 | 0.00199 |  | 0 | 0 | 0 | 0 | 0 | 0
997348 | SUN_WOOD R~1 | 115 | 101 | 1410 | 0 | 0 | 0 | 0 | 0 | 0 | 0.00051 | 0.00199 | 0.00199 | 0.00199 | 0.00199 | 0.00199 |  | 0 | 0 | 0 | 0 | 0 | 0
113877 | PINETREE PWR | 13.8 | 101 | 1206 | 0 | 0 | 0 | 0 | 0 | 0 | 0.03957 | 0.00371 | 0.00371 | 0.00371 | 0.00371 | 0.00209 |  | 0 | 0 | 0 | 0 | 0 | 0
993282 | SUN_FLAGG ~1 | 115 | 101 | 1110 | 0 | 0 | 0 | 0 | 0 | 0 | 0.03957 | 0.00371 | 0.00371 | 0.00371 | 0.00371 | 0.00209 |  | 0 | 0 | 0 | 0 | 0 | 0
993868 | WDS_FLAGG ~1 | 69 | 101 | 1206 | 0 | 0 | 0 | 0 | 0 | 0 | 0.03957 | 0.00371 | 0.00371 | 0.00371 | 0.00371 | 0.00209 |  | 0 | 0 | 0 | 0 | 0 | 0
121526 | WOODSHILL_PV | 0.38 | 101 | 1634 | 0 | 0 | 0 | 0 | 0 | 0 | -3e-05 | 0.00239 | 0.00239 | 0.00239 | 0.00239 | 0.00238 |  | 0 | 0 | 0 | 0 | 0 | 0
121536 | QB_GEN | 0.42 | 101 | 1633 | 0 | 0 | 0 | 0 | 0 | 0 | -3e-05 | 0.0024 | 0.0024 | 0.0024 | 0.0024 | 0.00239 |  | 0 | 0 | 0 | 0 | 0 | 0
997458 | SUN_CHASE ~1 | 115 | 101 | 1410 | 0 | 0 | 0 | 0 | 0 | 0 | 0.00023 | 0.00245 | 0.00245 | 0.00245 | 0.00245 | 0.00245 |  | 0 | 0 | 0 | 0 | 0 | 0
999541 | SUN_BROOKL~1 | 115 | 101 | 1630 | 0 | 0 | 0 | 0 | 0 | 0 | -0.00026 | 0.00278 | 0.00278 | 0.00278 | 0.00278 | 0.00278 |  | 0 | 0 | 0 | 0 | 0 | 0
121852 | RAINBOW HYD | 2.4 | 101 | 1654 | 0 | 0 | 0 | 0 | 0 | 0 | -0.0053 | 0.00287 | 0.00287 | 0.00287 | 0.00287 | 0.00286 |  | 0 | 0 | 0 | 0 | 0 | 0
121860 | HAMILTON GT | 13.8 | 101 | 1654 | 0 | 0 | 0 | 0 | 0 | 0 | -0.0053 | 0.00287 | 0.00287 | 0.00287 | 0.00287 | 0.00286 |  | 0 | 0 | 0 | 0 | 0 | 0
121865 | DEXTER CT | 13.8 | 101 | 1653 | 0 | 0 | 0 | 0 | 0 | 0 | -0.0053 | 0.00287 | 0.00287 | 0.00287 | 0.00287 | 0.00286 |  | 0 | 0 | 0 | 0 | 0 | 0
990002 | SUN_WINDSO~1 | 115 | 101 | 1650 | 0 | 0 | 0 | 0 | 0 | 0 | -0.0053 | 0.00287 | 0.00287 | 0.00287 | 0.00287 | 0.00286 |  | 0 | 0 | 0 | 0 | 0 | 0
990038 | SUN_BARBOU~1 | 115 | 101 | 1650 | 0 | 0 | 0 | 0 | 0 | 0 | -0.0053 | 0.00287 | 0.00287 | 0.00287 | 0.00287 | 0.00286 |  | 0 | 0 | 0 | 0 | 0 | 0
121638 | PAWCATCK SLR | 0.6 | 101 | 1634 | 0 | 0 | 0 | 0 | 0 | 0 | -0.0001 | 0.00298 | 0.00298 | 0.00298 | 0.00298 | 0.00298 |  | 0 | 0 | 0 | 0 | 0 | 0
999682 | SUN_SHUNCK~1 | 115 | 101 | 1630 | 0 | 0 | 0 | 0 | 0 | 0 | -0.0001 | 0.00298 | 0.00298 | 0.00298 | 0.00298 | 0.00298 |  | 0 | 0 | 0 | 0 | 0 | 0
121559 | CONSTITUTION | 0.6 | 101 | 1634 | 0 | 0 | 0 | 0 | 0 | 0 | -0.00063 | 0.00343 | 0.00343 | 0.00343 | 0.00343 | 0.00343 |  | 0 | 0 | 0 | 0 | 0 | 0
121560 | PLAINFIELD | 13.8 | 101 | 1633 | 0 | 0 | 0 | 0 | 0 | 0 | -0.00064 | 0.00344 | 0.00344 | 0.00344 | 0.00344 | 0.00343 |  | 0 | 0 | 0 | 0 | 0 | 0
999562 | SUN_FRY BR~1 | 115 | 101 | 1630 | 0 | 0 | 0 | 0 | 0 | 0 | -0.00064 | 0.00344 | 0.00344 | 0.00344 | 0.00344 | 0.00343 |  | 0 | 0 | 0 | 0 | 0 | 0
113341 | OAKDALE_A53 | 69 | 101 | 1110 | 0 | 0 | 0 | 0 | 0 | 0 | 0.02103 | 0.00286 | 0.00286 | 0.00286 | 0.00286 | 0.00355 |  | 0 | 0 | 0 | 0 | 0 | 0
990290 | SUN_N-BLOO~1 | 115 | 101 | 1670 | 0 | 0 | 0 | 0 | 0 | 0 | -0.00536 | 0.00361 | 0.00361 | 0.00361 | 0.00361 | 0.0036 |  | 0 | 0 | 0 | 0 | 0 | 0
999849 | FC_WILLIMA~1 | 115 | 101 | 1630 | 0 | 0 | 0 | 0 | 0 | 0 | -0.00152 | 0.00383 | 0.00383 | 0.00383 | 0.00383 | 0.00382 |  | 0 | 0 | 0 | 0 | 0 | 0
121587 | FOXWOODS G2 | 4.16 | 101 | 1634 | 0 | 0 | 0 | 0 | 0 | 0 | -0.0007 | 0.00396 | 0.00396 | 0.00396 | 0.00396 | 0.00395 |  | 0 | 0 | 0 | 0 | 0 | 0
999672 | BAT_MYSTIC~2 | 115 | 101 | 1630 | 0 | 0 | 0 | 0 | 0 | 0 | -0.0007 | 0.00396 | 0.00396 | 0.00396 | 0.00396 | 0.00396 |  | 0 | 0 | 0 | 0 | 0 | 0
993109 | SUN_WEST H~1 | 115 | 101 | 1100 | 3.33 | 0 | 13.17 | 3.33 | 0 | 9.84 | -0.00408 | 0.00408 | 0.00408 | 0.00408 | 0.00408 | 0.0041 |  | 0 | 0 | 0 | 0 | 0 | 0
121570 | TUNNEL JET | 13.2 | 101 | 1634 | 0 | 0 | 0 | 0 | 0 | 0 | -0.00107 | 0.00419 | 0.00419 | 0.00419 | 0.00419 | 0.00419 |  | 0 | 0 | 0 | 0 | 0 | 0
121571 | FUSION_GEN | 0.38 | 101 | 1634 | 0 | 0 | 0 | 0 | 0 | 0 | -0.00107 | 0.00419 | 0.00419 | 0.00419 | 0.00419 | 0.00419 |  | 0 | 0 | 0 | 0 | 0 | 0
121586 | FOXWOODS G1 | 4.16 | 101 | 1634 | 0 | 0 | 0 | 0 | 0 | 0 | -0.00107 | 0.00419 | 0.00419 | 0.00419 | 0.00419 | 0.00419 |  | 0 | 0 | 0 | 0 | 0 | 0
999583 | SUN_TUNNEL | 115 | 101 | 1630 | 0 | 0 | 0 | 0 | 0 | 0 | -0.00107 | 0.00419 | 0.00419 | 0.00419 | 0.00419 | 0.00419 |  | 0 | 0 | 0 | 0 | 0 | 0
121788 | LISBON | 4.16 | 101 | 1633 | 0 | 0 | 0 | 0 | 0 | 0 | -0.00114 | 0.00426 | 0.00426 | 0.00426 | 0.00426 | 0.00426 |  | 0 | 0 | 0 | 0 | 0 | 0
121579 | NORWICH JET | 13.8 | 101 | 1633 | 0 | 0 | 0 | 0 | 0 | 0 | -0.00117 | 0.00441 | 0.00441 | 0.00441 | 0.00441 | 0.0044 |  | 0 | 0 | 0 | 0 | 0 | 0
121590 | SECREC | 13.2 | 101 | 1633 | 0 | 0 | 0 | 0 | 0 | 0 | -0.00117 | 0.00441 | 0.00441 | 0.00441 | 0.00441 | 0.0044 |  | 0 | 0 | 0 | 0 | 0 | 0
121931 | RIVERSIDE PF | 23 | 101 | 1672 | 0 | 0 | 0 | 0 | 0 | 0 | -0.00446 | 0.00451 | 0.00451 | 0.00451 | 0.00451 | 0.0045 |  | 0 | 0 | 0 | 0 | 0 | 0
121943 | S-MEADOW_G5 | 11.5 | 101 | 1673 | 0 | 0 | 0 | 0 | 0 | 0 | -0.00445 | 0.00454 | 0.00454 | 0.00454 | 0.00454 | 0.00454 |  | 0 | 0 | 0 | 0 | 0 | 0
121944 | S-MEADOW_G6 | 11.5 | 101 | 1673 | 0 | 0 | 0 | 0 | 0 | 0 | -0.00445 | 0.00454 | 0.00454 | 0.00454 | 0.00454 | 0.00454 |  | 0 | 0 | 0 | 0 | 0 | 0
113894 | STERLING T2 | 13.8 | 101 | 1210 | 0 | 0 | 0 | 0 | 0 | 0 | 0.04304 | 0.005 | 0.005 | 0.005 | 0.005 | 0.00462 |  | 0 | 0 | 0 | 0 | 0 | 0
121964 | CDECCA_CT | 13.8 | 101 | 1673 | 0 | 0 | 0 | 0 | 0 | 0 | -0.00455 | 0.00466 | 0.00466 | 0.00466 | 0.00466 | 0.00466 |  | 0 | 0 | 0 | 0 | 0 | 0
121965 | CDECCA_ST | 13.2 | 101 | 1673 | 0 | 0 | 0 | 0 | 0 | 0 | -0.00455 | 0.00466 | 0.00466 | 0.00466 | 0.00466 | 0.00466 |  | 0 | 0 | 0 | 0 | 0 | 0
121647 | MONTVILLE | 2.4 | 101 | 1633 | 0 | 0 | 0 | 0 | 0 | 0 | -0.00152 | 0.00519 | 0.00519 | 0.00519 | 0.00519 | 0.00518 |  | 0 | 0 | 0 | 0 | 0 | 0
121645 | MONTVILLE_G5 | 13.8 | 101 | 1633 | 0 | 0 | 0 | 0 | 0 | 0 | -0.00165 | 0.00549 | 0.00549 | 0.00549 | 0.00549 | 0.00549 |  | 0 | 0 | 0 | 0 | 0 | 0
121646 | MONTVILLE_G6 | 22 | 101 | 1633 | 24.5 | 0 | 410 | 24.5 | 0 | 385.5 | -0.00165 | 0.00549 | 0.00549 | 0.00549 | 0.00549 | 0.00549 |  | 0 | 0 | 0 | 0 | 0 | 0
121835 | RAND WHITNEY | 13.8 | 101 | 1634 | 0 | 0 | 0 | 0 | 0 | 0 | -0.00165 | 0.00549 | 0.00549 | 0.00549 | 0.00549 | 0.00549 |  | 0 | 0 | 0 | 0 | 0 | 0
999718 | WND_MONTVI~1 | 115 | 101 | 1630 | 0 | 0 | 0 | 0 | 0 | 0 | -0.00165 | 0.00549 | 0.00549 | 0.00549 | 0.00549 | 0.00549 |  | 0 | 0 | 0 | 0 | 0 | 0
999768 | SUN_WATERF~1 | 115 | 101 | 1630 | 0 | 0 | 0 | 0 | 0 | 0 | -0.00165 | 0.00549 | 0.00549 | 0.00549 | 0.00549 | 0.00549 |  | 0 | 0 | 0 | 0 | 0 | 0
993285 | SUN_LITCHF~1 | 115 | 101 | 1110 | 0 | 0 | 0 | 0 | 0 | 0 | 0.04889 | 0.00598 | 0.00598 | 0.00598 | 0.00598 | 0.00551 |  | 0 | 0 | 0 | 0 | 0 | 0
122154 | SIMSBURY SLR | 0.38 | 101 | 1694 | 0 | 0 | 0 | 0 | 0 | 0 | -0.00445 | 0.00552 | 0.00552 | 0.00552 | 0.00552 | 0.00552 |  | 0 | 0 | 0 | 0 | 0 | 0
990307 | SUN_NE-SIM~1 | 115 | 101 | 1690 | 0 | 0 | 0 | 0 | 0 | 0 | -0.00445 | 0.00552 | 0.00552 | 0.00552 | 0.00552 | 0.00552 |  | 0 | 0 | 0 | 0 | 0 | 0
993014 | SUN_THORND~1 | 115 | 101 | 1100 | 17.42 | 0 | 17.42 | 17.42 | 0 | 0 | -0.00233 | 0.0056 | 0.0056 | 0.0056 | 0.0056 | 0.00562 |  | 0 | 0 | 0 | 0 | 0 | 0
121656 | MILLSTONE_G2 | 24 | 101 | 1633 | 934.5 | 0 | 934.5 | 934.5 | 0 | 0 | -0.00222 | 0.00592 | 0.00592 | 0.00592 | 0.00592 | 0.00592 |  | 0 | 0 | 0 | 0 | 0 | 0
121657 | MILLSTONE_G3 | 24 | 101 | 1633 | 1283 | 0 | 1283 | 1283 | 0 | 0 | -0.00222 | 0.00592 | 0.00592 | 0.00592 | 0.00592 | 0.00592 |  | 0 | 0 | 0 | 0 | 0 | 0
999194 | NUC_MILLST~1 | 345 | 101 | 1630 | 0 | 0 | 0 | 0 | 0 | 0 | -0.00222 | 0.00592 | 0.00592 | 0.00592 | 0.00592 | 0.00592 |  | 0 | 0 | 0 | 0 | 0 | 0
122041 | MIDDLETWN_G2 | 13.8 | 101 | 1713 | 121.29 | 0 | 121.29 | 121.29 | 0 | 0 | -0.00292 | 0.00711 | 0.00711 | 0.00711 | 0.00711 | 0.00711 |  | 0 | 0 | 0 | 0 | 0 | 0
122042 | MIDDLETWN_G3 | 22 | 101 | 1713 | 231.71 | 0 | 231.71 | 231.71 | 0 | 0 | -0.00292 | 0.00711 | 0.00711 | 0.00711 | 0.00711 | 0.00711 |  | 0 | 0 | 0 | 0 | 0 | 0
122044 | MIDDLETWN_10 | 13.2 | 101 | 1713 | 0 | 0 | 0 | 0 | 0 | 0 | -0.00292 | 0.00711 | 0.00711 | 0.00711 | 0.00711 | 0.00711 |  | 0 | 0 | 0 | 0 | 0 | 0
113128 | WARREN_A | 0.34 | 101 | 1100 | 0 | 0 | 0 | 0 | 0 | 0 | 0.00193 | 0.00712 | 0.00712 | 0.00712 | 0.00712 | 0.00715 |  | 0 | 0 | 0 | 0 | 0 | 0
113129 | WARREN_B | 0.34 | 101 | 1100 | 0 | 0 | 0 | 0 | 0 | 0 | 0.00193 | 0.00712 | 0.00712 | 0.00712 | 0.00712 | 0.00715 |  | 0 | 0 | 0 | 0 | 0 | 0
113130 | WARREN_C | 0.36 | 101 | 1100 | 0 | 0 | 0 | 0 | 0 | 0 | 0.00193 | 0.00712 | 0.00712 | 0.00712 | 0.00712 | 0.00715 |  | 0 | 0 | 0 | 0 | 0 | 0
993004 | SUN_LITL R~1 | 115 | 101 | 1100 | 24.91 | 0 | 24.91 | 24.91 | 0 | 0 | 0.00193 | 0.00712 | 0.00712 | 0.00712 | 0.00712 | 0.00715 |  | 0 | 0 | 0 | 0 | 0 | 0
122030 | KLEEN_C1 | 16.5 | 101 | 1713 | 180.65 | 0 | 180.65 | 180.65 | 0 | 0 | -0.00263 | 0.00757 | 0.00757 | 0.00757 | 0.00757 | 0.00756 |  | 0 | 0 | 0 | 0 | 0 | 0
122031 | KLEEN_C2 | 16.5 | 101 | 1713 | 180.65 | 0 | 180.65 | 180.65 | 0 | 0 | -0.00263 | 0.00757 | 0.00757 | 0.00757 | 0.00757 | 0.00756 |  | 0 | 0 | 0 | 0 | 0 | 0
122032 | KLEEN_S1 | 18 | 101 | 1713 | 258.7 | 0 | 258.7 | 258.7 | 0 | 0 | -0.00263 | 0.00757 | 0.00757 | 0.00757 | 0.00757 | 0.00756 |  | 0 | 0 | 0 | 0 | 0 | 0
122043 | MIDDLETWN_G4 | 22 | 101 | 1713 | 402 | 0 | 402 | 402 | 0 | 0 | -0.00226 | 0.00834 | 0.00834 | 0.00834 | 0.00834 | 0.00833 |  | 0 | 0 | 0 | 0 | 0 | 0
122046 | MIDDLETWN_12 | 13.8 | 101 | 1713 | 0 | 0 | 0 | 0 | 0 | 0 | -0.00226 | 0.00834 | 0.00834 | 0.00834 | 0.00834 | 0.00833 |  | 0 | 0 | 0 | 0 | 0 | 0
122047 | MIDDLETWN_13 | 13.8 | 101 | 1713 | 0 | 0 | 0 | 0 | 0 | 0 | -0.00226 | 0.00834 | 0.00834 | 0.00834 | 0.00834 | 0.00833 |  | 0 | 0 | 0 | 0 | 0 | 0
122048 | MIDDLETWN_14 | 13.8 | 101 | 1713 | 0 | 0 | 0 | 0 | 0 | 0 | -0.00226 | 0.00834 | 0.00834 | 0.00834 | 0.00834 | 0.00833 |  | 0 | 0 | 0 | 0 | 0 | 0
122049 | MIDDLETWN_15 | 13.8 | 101 | 1713 | 0 | 0 | 0 | 0 | 0 | 0 | -0.00226 | 0.00834 | 0.00834 | 0.00834 | 0.00834 | 0.00833 |  | 0 | 0 | 0 | 0 | 0 | 0
990488 | NG_BLACK R~1 | 115 | 101 | 1670 | 0 | 0 | 0 | 0 | 0 | 0 | -0.00256 | 0.0086 | 0.0086 | 0.0086 | 0.0086 | 0.0086 |  | 0 | 0 | 0 | 0 | 0 | 0
123635 | HALVARSSON | 192 | 101 | 1830 | 0 | 0 | 0 | 0 | 0 | 0 | -0.00184 | 0.00965 | 0.00965 | 0.00965 | 0.00965 | 0.00965 |  | 0 | 0 | 0 | 0 | 0 | 0
122417 | BRANFORD JET | 13.8 | 101 | 1734 | 0 | 0 | 0 | 0 | 0 | 0 | -0.00167 | 0.01016 | 0.01016 | 0.01016 | 0.01016 | 0.01016 |  | 0 | 0 | 0 | 0 | 0 | 0
123653 | NEW HAVN HBR | 22 | 101 | 1823 | 0 | 0 | 0 | 0 | 0 | 0 | -0.0016 | 0.01041 | 0.01041 | 0.01041 | 0.01041 | 0.01041 |  | 0 | 0 | 0 | 0 | 0 | 0
123655 | NHHP G2 | 13.8 | 101 | 1823 | 0 | 0 | 0 | 0 | 0 | 0 | -0.0016 | 0.01041 | 0.01041 | 0.01041 | 0.01041 | 0.01041 |  | 0 | 0 | 0 | 0 | 0 | 0
123656 | NHHP G3-4 | 13.8 | 101 | 1823 | 0 | 0 | 0 | 0 | 0 | 0 | -0.0016 | 0.01041 | 0.01041 | 0.01041 | 0.01041 | 0.01041 |  | 0 | 0 | 0 | 0 | 0 | 0
122448 | WALLINGFRDG1 | 13.8 | 101 | 1733 | 0 | 0 | 0 | 0 | 0 | 0 | -0.00155 | 0.01068 | 0.01068 | 0.01068 | 0.01068 | 0.01068 |  | 0 | 0 | 0 | 0 | 0 | 0
122449 | WALLINGFRDG2 | 13.8 | 101 | 1733 | 0 | 0 | 0 | 0 | 0 | 0 | -0.00155 | 0.01068 | 0.01068 | 0.01068 | 0.01068 | 0.01068 |  | 0 | 0 | 0 | 0 | 0 | 0
122450 | WALLINGFRDG3 | 13.8 | 101 | 1733 | 0 | 0 | 0 | 0 | 0 | 0 | -0.00155 | 0.01068 | 0.01068 | 0.01068 | 0.01068 | 0.01068 |  | 0 | 0 | 0 | 0 | 0 | 0
122451 | WALLINGFRDG4 | 13.8 | 101 | 1733 | 0 | 0 | 0 | 0 | 0 | 0 | -0.00155 | 0.01068 | 0.01068 | 0.01068 | 0.01068 | 0.01068 |  | 0 | 0 | 0 | 0 | 0 | 0
122452 | WALLINGFRDG5 | 13.8 | 101 | 1733 | 0 | 0 | 0 | 0 | 0 | 0 | -0.00155 | 0.01068 | 0.01068 | 0.01068 | 0.01068 | 0.01068 |  | 0 | 0 | 0 | 0 | 0 | 0
122453 | WALLINGFRDG6 | 13.8 | 101 | 1733 | 0 | 0 | 0 | 0 | 0 | 0 | -0.00155 | 0.01068 | 0.01068 | 0.01068 | 0.01068 | 0.01068 |  | 0 | 0 | 0 | 0 | 0 | 0
122454 | WALLINGFRDG7 | 13.8 | 101 | 1733 | 0 | 0 | 0 | 0 | 0 | 0 | -0.00155 | 0.01068 | 0.01068 | 0.01068 | 0.01068 | 0.01068 |  | 0 | 0 | 0 | 0 | 0 | 0
122542 | A.L. PIERCE | 13.8 | 101 | 1733 | 0 | 0 | 0 | 0 | 0 | 0 | -0.00155 | 0.01068 | 0.01068 | 0.01068 | 0.01068 | 0.01068 |  | 0 | 0 | 0 | 0 | 0 | 0
123128 | YALE DG 1 | 13.8 | 101 | 1804 | 0 | 0 | 0 | 0 | 0 | 0 | -0.00151 | 0.01068 | 0.01068 | 0.01068 | 0.01068 | 0.01068 |  | 0 | 0 | 0 | 0 | 0 | 0
123129 | YALE DG 2 | 13.8 | 101 | 1804 | 0 | 0 | 0 | 0 | 0 | 0 | -0.00151 | 0.01068 | 0.01068 | 0.01068 | 0.01068 | 0.01068 |  | 0 | 0 | 0 | 0 | 0 | 0
990740 | SUN_WALLIN~1 | 115 | 101 | 1730 | 0 | 0 | 0 | 0 | 0 | 0 | -0.00155 | 0.01068 | 0.01068 | 0.01068 | 0.01068 | 0.01068 |  | 0 | 0 | 0 | 0 | 0 | 0
993328 | SUN_EAST W~1 | 69 | 101 | 1110 | 9.93 | 0 | 9.93 | 9.93 | 0 | 0 | 0.01022 | 0.01049 | 0.01049 | 0.01049 | 0.01049 | 0.01074 |  | 0 | 0 | 0 | 0 | 0 | 0
122272 | FORESTVILLE | 13.8 | 101 | 1692 | 0 | 0 | 0 | 0 | 0 | 0 | -0.0014 | 0.01123 | 0.01123 | 0.01123 | 0.01123 | 0.01123 |  | 0 | 0 | 0 | 0 | 0 | 0
113073 | PALMER | 23 | 101 | 1100 | 0 | 0 | 0 | 0 | 0 | 0 | 0.00378 | 0.01154 | 0.01154 | 0.01154 | 0.01154 | 0.01159 |  | 0 | 0 | 0 | 0 | 0 | 0
993012 | SUN_PALMER | 115 | 101 | 1100 | 19.2 | 0 | 19.2 | 19.2 | 0 | 0 | 0.00378 | 0.01154 | 0.01154 | 0.01154 | 0.01154 | 0.01159 |  | 0 | 0 | 0 | 0 | 0 | 0
122173 | FRANKLIN DR | 13.2 | 101 | 1692 | 0 | 0 | 0 | 0 | 0 | 0 | -0.00143 | 0.0119 | 0.0119 | 0.0119 | 0.0119 | 0.0119 |  | 0 | 0 | 0 | 0 | 0 | 0
113378 | FITCH RD1 | 13.8 | 101 | 1110 | 0.95 | 0 | 0.95 | 0.95 | 0 | 0 | 0.03398 | 0.00987 | 0.00987 | 0.00987 | 0.00987 | 0.01265 |  | 0 | 0 | 0 | 0 | 0 | 0
113379 | FITCH RD2 | 13.8 | 101 | 1110 | 0.95 | 0 | 0.95 | 0.95 | 0 | 0 | 0.03398 | 0.00987 | 0.00987 | 0.00987 | 0.00987 | 0.01265 |  | 0 | 0 | 0 | 0 | 0 | 0
122469 | DEVON #10 | 13.8 | 101 | 1733 | 0 | 0 | 0 | 0 | 0 | 0 | -0.00085 | 0.0127 | 0.0127 | 0.0127 | 0.0127 | 0.0127 |  | 0 | 0 | 0 | 0 | 0 | 0
122476 | DEVON #15-16 | 13.8 | 101 | 1733 | 93.8 | 0 | 93.8 | 93.8 | 0 | 0 | -0.00085 | 0.0127 | 0.0127 | 0.0127 | 0.0127 | 0.0127 |  | 0 | 0 | 0 | 0 | 0 | 0
122477 | DEVON #17-18 | 13.8 | 101 | 1733 | 73.07 | 0 | 93.8 | 73.07 | 0 | 20.73 | -0.00085 | 0.0127 | 0.0127 | 0.0127 | 0.0127 | 0.0127 |  | 0 | 0 | 0 | 0 | 0 | 0
122481 | MILFORD_C1 | 21 | 101 | 1733 | 267.7 | 0 | 267.7 | 267.7 | 0 | 0 | -0.00065 | 0.01329 | 0.01329 | 0.01329 | 0.01329 | 0.01329 |  | 0 | 0 | 0 | 0 | 0 | 0
122482 | MILFORD_C2 | 21 | 101 | 1733 | 267.7 | 0 | 267.7 | 267.7 | 0 | 0 | -0.00065 | 0.01329 | 0.01329 | 0.01329 | 0.01329 | 0.01329 |  | 0 | 0 | 0 | 0 | 0 | 0
993313 | NG_CONGRES~1 | 115 | 101 | 1800 | 0 | 0 | 0 | 0 | 0 | 0 | -0.00059 | 0.01345 | 0.01345 | 0.01345 | 0.01345 | 0.01345 |  | 0 | 0 | 0 | 0 | 0 | 0
122583 | WATERBURY_G | 13.8 | 101 | 1733 | 97.91 | 0 | 97.91 | 97.91 | 0 | 0 | -0.00067 | 0.01348 | 0.01348 | 0.01348 | 0.01348 | 0.01348 |  | 0 | 0 | 0 | 0 | 0 | 0
123642 | BRPT HRBR 4 | 13.8 | 101 | 1803 | 0 | 0 | 0 | 0 | 0 | 0 | -0.00056 | 0.01356 | 0.01356 | 0.01356 | 0.01356 | 0.01356 |  | 0 | 0 | 0 | 0 | 0 | 0
122470 | DEVON #11 | 13.8 | 101 | 1733 | 33.12 | 0 | 33.12 | 33.12 | 0 | 0 | -0.00056 | 0.01357 | 0.01357 | 0.01357 | 0.01357 | 0.01357 |  | 0 | 0 | 0 | 0 | 0 | 0
122471 | DEVON #12 | 13.8 | 101 | 1733 | 33.12 | 0 | 33.12 | 33.12 | 0 | 0 | -0.00056 | 0.01357 | 0.01357 | 0.01357 | 0.01357 | 0.01357 |  | 0 | 0 | 0 | 0 | 0 | 0
122472 | DEVON #13 | 13.8 | 101 | 1733 | 33.12 | 0 | 33.12 | 33.12 | 0 | 0 | -0.00056 | 0.01357 | 0.01357 | 0.01357 | 0.01357 | 0.01357 |  | 0 | 0 | 0 | 0 | 0 | 0
122473 | DEVON #14 | 13.8 | 101 | 1733 | 33.12 | 0 | 33.12 | 33.12 | 0 | 0 | -0.00056 | 0.01357 | 0.01357 | 0.01357 | 0.01357 | 0.01357 |  | 0 | 0 | 0 | 0 | 0 | 0
990812 | BAT_DEVON-1 | 115 | 101 | 1730 | 0 | 0 | 0 | 0 | 0 | 0 | -0.00056 | 0.01357 | 0.01357 | 0.01357 | 0.01357 | 0.01357 |  | 0 | 0 | 0 | 0 | 0 | 0
122586 | TOWANTIC C1 | 18 | 101 | 1733 | 248.66 | 0 | 248.66 | 248.66 | 0 | 0 | -0.00063 | 0.01358 | 0.01358 | 0.01358 | 0.01358 | 0.01358 |  | 0 | 0 | 0 | 0 | 0 | 0
122587 | TOWANTIC C2 | 18 | 101 | 1733 | 250.92 | 0 | 250.92 | 250.92 | 0 | 0 | -0.00063 | 0.01358 | 0.01358 | 0.01358 | 0.01358 | 0.01358 |  | 0 | 0 | 0 | 0 | 0 | 0
122588 | TOWANTIC ST | 18 | 101 | 1733 | 250.92 | 0 | 250.92 | 250.92 | 0 | 0 | -0.00063 | 0.01358 | 0.01358 | 0.01358 | 0.01358 | 0.01358 |  | 0 | 0 | 0 | 0 | 0 | 0
123643 | BRPT RESCO_G | 13.8 | 101 | 1803 | 59.65 | 0 | 59.65 | 59.65 | 0 | 0 | -0.00053 | 0.01364 | 0.01364 | 0.01364 | 0.01364 | 0.01364 |  | 0 | 0 | 0 | 0 | 0 | 0
123149 | SIKORSKY | 13.8 | 101 | 1804 | 0 | 0 | 0 | 0 | 0 | 0 | -0.00053 | 0.01372 | 0.01372 | 0.01372 | 0.01372 | 0.01372 |  | 0 | 0 | 0 | 0 | 0 | 0
123147 | DERBY DAM HY | 4.16 | 101 | 1804 | 0 | 0 | 0 | 0 | 0 | 0 | -0.00051 | 0.0138 | 0.0138 | 0.0138 | 0.0138 | 0.0138 |  | 0 | 0 | 0 | 0 | 0 | 0
993146 | NG_INDIAN ~1 | 13.8 | 101 | 1802 | 0 | 0 | 0 | 0 | 0 | 0 | -0.00051 | 0.0138 | 0.0138 | 0.0138 | 0.0138 | 0.0138 |  | 0 | 0 | 0 | 0 | 0 | 0
999389 | BAT_EAST D~1 | 345 | 101 | 1730 | 0 | 0 | 0 | 0 | 0 | 0 | -0.00034 | 0.01411 | 0.01411 | 0.01411 | 0.01411 | 0.01411 |  | 0 | 0 | 0 | 0 | 0 | 0
122625 | STEVENSON HY | 6.6 | 101 | 1733 | 21.67 | 0 | 21.67 | 21.67 | 0 | 0 | -0.00037 | 0.01429 | 0.01429 | 0.01429 | 0.01429 | 0.01429 |  | 0 | 0 | 0 | 0 | 0 | 0
123628 | BRPT HRBR 5C | 25 | 101 | 1803 | 315.72 | 0 | 315.72 | 315.72 | 0 | 0 | -0.00022 | 0.01449 | 0.01449 | 0.01449 | 0.01449 | 0.01449 |  | 0 | 0 | 0 | 0 | 0 | 0
123629 | BRPT HRBR 5S | 18 | 101 | 1803 | 168.58 | 0 | 168.58 | 168.58 | 0 | 0 | -0.00022 | 0.01449 | 0.01449 | 0.01449 | 0.01449 | 0.01449 |  | 0 | 0 | 0 | 0 | 0 | 0
123641 | BRPT EN 10ST | 16 | 101 | 1803 | 152.8 | 0 | 152.8 | 152.8 | 0 | 0 | -0.00022 | 0.01449 | 0.01449 | 0.01449 | 0.01449 | 0.01449 |  | 0 | 0 | 0 | 0 | 0 | 0
123644 | BRPT EN 11CT | 16 | 101 | 1803 | 165.6 | 0 | 165.6 | 165.6 | 0 | 0 | -0.00022 | 0.01449 | 0.01449 | 0.01449 | 0.01449 | 0.01449 |  | 0 | 0 | 0 | 0 | 0 | 0
123645 | BRPT EN 12CT | 16 | 101 | 1803 | 165.6 | 0 | 165.6 | 165.6 | 0 | 0 | -0.00022 | 0.01449 | 0.01449 | 0.01449 | 0.01449 | 0.01449 |  | 0 | 0 | 0 | 0 | 0 | 0
993626 | DFO NG_SIN~1 | 345 | 101 | 1810 | 0 | 0 | 0 | 0 | 0 | 0 | -0.00022 | 0.01449 | 0.01449 | 0.01449 | 0.01449 | 0.01449 |  | 0 | 0 | 0 | 0 | 0 | 0
122889 | GLENBROOK_S1 | 14.6 | 101 | 1752 | 0 | 0 | 0 | 0 | 0 | 0 | -0.00019 | 0.01466 | 0.01466 | 0.01466 | 0.01466 | 0.01466 |  | 0 | 0 | 0 | 0 | 0 | 0
122890 | GLENBROOK_S2 | 14.6 | 101 | 1752 | 0 | 0 | 0 | 0 | 0 | 0 | -0.00019 | 0.01466 | 0.01466 | 0.01466 | 0.01466 | 0.01466 |  | 0 | 0 | 0 | 0 | 0 | 0
122911 | WATERSIDE_G | 13.8 | 101 | 1753 | 0 | 0 | 0 | 0 | 0 | 0 | -0.00019 | 0.01466 | 0.01466 | 0.01466 | 0.01466 | 0.01466 |  | 0 | 0 | 0 | 0 | 0 | 0
122933 | COSCOB_GEN | 13.8 | 101 | 1753 | 0 | 0 | 0 | 0 | 0 | 0 | -0.00019 | 0.01466 | 0.01466 | 0.01466 | 0.01466 | 0.01466 |  | 0 | 0 | 0 | 0 | 0 | 0
122648 | BULLS BRIDGE | 1.15 | 101 | 1734 | 0 | 0 | 0 | 0 | 0 | 0 | -0.00014 | 0.01502 | 0.01502 | 0.01502 | 0.01502 | 0.01502 |  | 0 | 0 | 0 | 0 | 0 | 0
122657 | ROCKY RIVER | 13.8 | 101 | 1732 | 29.35 | 0 | 29.35 | 29.35 | 0 | 0 | -0.00014 | 0.01502 | 0.01502 | 0.01502 | 0.01502 | 0.01502 |  | 0 | 0 | 0 | 0 | 0 | 0
122660 | KIMB CLARK_G | 13.8 | 101 | 1734 | 12.02 | 0 | 12.02 | 12.02 | 0 | 0 | -0.00014 | 0.01502 | 0.01502 | 0.01502 | 0.01502 | 0.01502 |  | 0 | 0 | 0 | 0 | 0 | 0
991172 | SUN_ROCKY ~1 | 115 | 101 | 1730 | 0 | 0 | 0 | 0 | 0 | 0 | -0.00014 | 0.01502 | 0.01502 | 0.01502 | 0.01502 | 0.01502 |  | 0 | 0 | 0 | 0 | 0 | 0
122184 | TORRINGTON T | 13.8 | 101 | 1693 | 0 | 0 | 0 | 0 | 0 | 0 | 6e-05 | 0.0158 | 0.0158 | 0.0158 | 0.0158 | 0.0158 |  | 0 | 0 | 0 | 0 | 0 | 0
122196 | FALLS VILLGE | 6.6 | 101 | 1693 | 0 | 0 | 0 | 0 | 0 | 0 | 6e-05 | 0.0158 | 0.0158 | 0.0158 | 0.0158 | 0.0158 |  | 0 | 0 | 0 | 0 | 0 | 0
122690 | SHEPAUG HYD | 13.8 | 101 | 1734 | 42.95 | 0 | 42.95 | 42.95 | 0 | 0 | 0.00029 | 0.01623 | 0.01623 | 0.01623 | 0.01623 | 0.01623 |  | 0 | 0 | 0 | 0 | 0 | 0
122700 | STONY HIL_SC | 12.5 | 101 | 1733 | 0 | 0 | 0 | 0 | 0 | 0 | 0.00035 | 0.01639 | 0.01639 | 0.01639 | 0.01639 | 0.01639 |  | 0 | 0 | 0 | 0 | 0 | 0
993036 | SUN_WILBRA~1 | 69 | 101 | 1100 | 9.7 | 0 | 9.7 | 9.7 | 0 | 0 | 0.01903 | 0.02924 | 0.02924 | 0.02924 | 0.02924 | 0.02934 |  | 0 | 0 | 0 | 0 | 0 | 0
993047 | SUN_E.LONG~1 | 69 | 101 | 1100 | 8.99 | 0 | 8.99 | 8.99 | 0 | 0 | 0.01903 | 0.02924 | 0.02924 | 0.02924 | 0.02924 | 0.02934 |  | 0 | 0 | 0 | 0 | 0 | 0
911560 | NYNE_BWLN | 345 | 102 | 12 | 120.67 | 0 | 466.67 | 120.67 | 0 | 346 | 0.00583 | 0.03265 | 0.03265 | 0.03265 | 0.03265 | 0.03267 |  | 0 | 0 | 0 | 0 | 0 | 0
926260 | NYPA - CMR | 345 | 102 | 12 | 0 | 0 | 0 | 0 | 0 | 0 | 0.00583 | 0.03265 | 0.03265 | 0.03265 | 0.03265 | 0.03267 |  | 0 | 0 | 0 | 0 | 0 | 0
926261 | NYPA - VT | 345 | 102 | 12 | 0 | 0 | 0 | 0 | 0 | 0 | 0.00583 | 0.03265 | 0.03265 | 0.03265 | 0.03265 | 0.03267 |  | 0 | 0 | 0 | 0 | 0 | 0
911531 | NYNE_GILB | 345 | 102 | 12 | 120.67 | 0 | 466.67 | 120.67 | 0 | 346 | 0.00663 | 0.0368 | 0.0368 | 0.0368 | 0.0368 | 0.03682 |  | 0 | 0 | 0 | 0 | 0 | 0
102125 | S_WTRVL_D | 12 | 101 | 112 | 0 | 0 | 0 | 0 | 0 | 0 | 0.00816 | 0.03744 | 0.03744 | 0.03744 | 0.03744 | 0.03746 |  | 0 | 0 | 0 | 0 | 0 | 0
107326 | HG_CONVRTR_N | 120 | 101 | 703 | 0 | 0 | 0 | 0 | 0 | 0 | 0.00816 | 0.03744 | 0.03744 | 0.03744 | 0.03744 | 0.03746 |  | 0 | 0 | 0 | 0 | 0 | 0
108955 | BELDENS1 | 2.4 | 101 | 704 | 0 | 0 | 0 | 0 | 0 | 0 | 0.00816 | 0.03744 | 0.03744 | 0.03744 | 0.03744 | 0.03746 |  | 0 | 0 | 0 | 0 | 0 | 0
109049 | CARVER FALLS | 2.3 | 101 | 704 | 0 | 0 | 0 | 0 | 0 | 0 | 0.00816 | 0.03744 | 0.03744 | 0.03744 | 0.03744 | 0.03746 |  | 0 | 0 | 0 | 0 | 0 | 0
109077 | E PITTSFORD | 2.3 | 101 | 704 | 0 | 0 | 0 | 0 | 0 | 0 | 0.00816 | 0.03744 | 0.03744 | 0.03744 | 0.03744 | 0.03746 |  | 0 | 0 | 0 | 0 | 0 | 0
109092 | MIDDLESEX_G | 2.4 | 101 | 704 | 0 | 0 | 0 | 0 | 0 | 0 | 0.00816 | 0.03744 | 0.03744 | 0.03744 | 0.03744 | 0.03746 |  | 0 | 0 | 0 | 0 | 0 | 0
109101 | SALISBURY | 7.2 | 101 | 704 | 0 | 0 | 0 | 0 | 0 | 0 | 0.00816 | 0.03744 | 0.03744 | 0.03744 | 0.03744 | 0.03746 |  | 0 | 0 | 0 | 0 | 0 | 0
109105 | MIDDLEBURY_H | 6.44 | 101 | 704 | 0 | 0 | 0 | 0 | 0 | 0 | 0.00816 | 0.03744 | 0.03744 | 0.03744 | 0.03744 | 0.03746 |  | 0 | 0 | 0 | 0 | 0 | 0
109130 | SMITH FALLS | 4.16 | 101 | 704 | 0 | 0 | 0 | 0 | 0 | 0 | 0.00816 | 0.03744 | 0.03744 | 0.03744 | 0.03744 | 0.03746 |  | 0 | 0 | 0 | 0 | 0 | 0
109139 | DEWEY MILLS | 4.16 | 101 | 704 | 0 | 0 | 0 | 0 | 0 | 0 | 0.00816 | 0.03744 | 0.03744 | 0.03744 | 0.03744 | 0.03746 |  | 0 | 0 | 0 | 0 | 0 | 0
109143 | CAVENDISH_D2 | 12.5 | 101 | 704 | 0 | 0 | 0 | 0 | 0 | 0 | 0.00816 | 0.03744 | 0.03744 | 0.03744 | 0.03744 | 0.03746 |  | 0 | 0 | 0 | 0 | 0 | 0
109190 | GRANITE SC1 | 13.8 | 101 | 703 | 0 | 0 | 0 | 0 | 0 | 0 | 0.00816 | 0.03744 | 0.03744 | 0.03744 | 0.03744 | 0.03746 |  | 0 | 0 | 0 | 0 | 0 | 0
109200 | GRANITE SC2 | 13.8 | 101 | 703 | 0 | 0 | 0 | 0 | 0 | 0 | 0.00816 | 0.03744 | 0.03744 | 0.03744 | 0.03744 | 0.03746 |  | 0 | 0 | 0 | 0 | 0 | 0
109251 | GAGE | 2.4 | 101 | 704 | 0 | 0 | 0 | 0 | 0 | 0 | 0.00816 | 0.03744 | 0.03744 | 0.03744 | 0.03744 | 0.03746 |  | 0 | 0 | 0 | 0 | 0 | 0
111110 | PUTNAM 1 | 13.8 | 101 | 1012 | 0 | 0 | 0 | 0 | 0 | 0 | 0.00816 | 0.03744 | 0.03744 | 0.03744 | 0.03744 | 0.03746 |  | 0 | 0 | 0 | 0 | 0 | 0
114050 | MALDEN MLS_T | 23 | 101 | 1120 | 0 | 0 | 0 | 0 | 0 | 0 | 0.00816 | 0.03744 | 0.03744 | 0.03744 | 0.03744 | 0.03746 |  | 0 | 0 | 0 | 0 | 0 | 0
116569 | TILSON-1113 | 13.8 | 101 | 1372 | 0 | 0 | 0 | 0 | 0 | 0 | 0.00816 | 0.03744 | 0.03744 | 0.03744 | 0.03744 | 0.03746 |  | 0 | 0 | 0 | 0 | 0 | 0
121744 | UCONN COGEN | 13.8 | 101 | 1634 | 0 | 0 | 0 | 0 | 0 | 0 | 0.00816 | 0.03744 | 0.03744 | 0.03744 | 0.03744 | 0.03746 |  | 0 | 0 | 0 | 0 | 0 | 0
911554 | NYNE_OSWG | 345 | 102 | 12 | 120.67 | 0 | 466.67 | 120.67 | 0 | 346 | 0.01222 | 0.04473 | 0.04473 | 0.04473 | 0.04473 | 0.04474 |  | 0 | 0 | 0 | 0 | 0 | 0
993039 | SUN_MEADOW~2 | 69 | 101 | 1100 | 8.13 | 0 | 8.13 | 8.13 | 0 | 0 | 0.04749 | 0.05862 | 0.05862 | 0.05862 | 0.05862 | 0.0589 |  | 0 | 0 | 0 | 0 | 0 | 0
993054 | SUN_MEADOW~1 | 69 | 101 | 1100 | 13.6 | 0 | 13.6 | 13.6 | 0 | 0 | 0.04749 | 0.05862 | 0.05862 | 0.05862 | 0.05862 | 0.0589 |  | 0 | 0 | 0 | 0 | 0 | 0
113889 | PRINCETON | 13.8 | 101 | 1208 | 0 | 0 | 0 | 0 | 0 | 0 | 0.07821 | 0.05448 | 0.05448 | 0.05448 | 0.05448 | 0.059 |  | 0 | 0 | 0 | 0 | 0 | 0
113138 | VUELTA_GEN | 0.38 | 101 | 1100 | 0 | 0 | 0 | 0 | 0 | 0 | 0.05113 | 0.06332 | 0.06332 | 0.06332 | 0.06332 | 0.06361 |  | 0 | 0 | 0 | 0 | 0 | 0
113139 | OLD_WARDOUR | 0.38 | 101 | 1100 | 2.33 | 0 | 2.38 | 2.33 | 0 | 0.05 | 0.05113 | 0.06332 | 0.06332 | 0.06332 | 0.06332 | 0.06361 |  | 0 | 0 | 0 | 0 | 0 | 0
993037 | SUN_LASHAW~1 | 69 | 101 | 1100 | 18.09 | 0 | 26.15 | 18.09 | 0 | 8.06 | 0.05647 | 0.07022 | 0.07022 | 0.07022 | 0.07022 | 0.07051 |  | 0 | 0 | 0 | 0 | 0 | 0
993031 | SUN_WARE | 69 | 101 | 1100 | 60.61 | 0 | 85.08 | 60.61 | 0 | 24.47 | 0.07504 | 0.09421 | 0.09421 | 0.09421 | 0.09421 | 0.09451 |  | 0 | 0 | 0 | 0 | 0 | 0
993342 | SUN_CRYSTA~1 | 69 | 101 | 1110 | 0 | 0 | 0 | 0 | 0 | 0 | 0.1148 | 0.10593 | 0.10593 | 0.10593 | 0.10593 | 0.10987 |  | 0 | 0 | 0 | 0 | 0 | 0
993038 | SUN_ROYALS~1 | 69 | 101 | 1100 | 2.5 | 0 | 2.5 | 2.5 | 0 | 0 | 0.12819 | 0.12477 | 0.12477 | 0.12477 | 0.12477 | 0.1285 |  | 0 | 0 | 0 | 0 | 0 | 0
993034 | SUN_BELCHE~1 | 69 | 101 | 1100 | 17.93 | 0 | 17.93 | 17.93 | 0 | 0 | 0.11688 | 0.14522 | 0.14522 | 0.14522 | 0.14522 | 0.14561 |  | 0 | 0 | 0 | 0 | 0 | 0
993029 | SUN_SHUTES~1 | 69 | 101 | 1100 | 19.99 | 0 | 19.99 | 19.99 | 0 | 0 | 0.18805 | 0.232 | 0.232 | 0.232 | 0.232 | 0.23254 |  | 0 | 0 | 0 | 0 | 0 | 0
109529 | VERNON HYD A | 2.4 | 101 | 1100 | 0 | 0 | 0 | 0 | 0 | 0 | 0.22187 | 0.25653 | 0.25653 | 0.25653 | 0.25653 | 0.25876 |  | 0 | 0 | 0 | 0 | 0 | 0
109530 | VERNON HYD B | 2.4 | 101 | 1100 | 0 | 0 | 0 | 0 | 0 | 0 | 0.22187 | 0.25653 | 0.25653 | 0.25653 | 0.25653 | 0.25876 |  | 0 | 0 | 0 | 0 | 0 | 0
109531 | VERNON HY T1 | 13.8 | 101 | 1100 | 0 | 0 | 0 | 0 | 0 | 0 | 0.22187 | 0.25653 | 0.25653 | 0.25653 | 0.25653 | 0.25876 |  | 0 | 0 | 0 | 0 | 0 | 0
109532 | VERNON HY T2 | 13.8 | 101 | 1100 | 0 | 0 | 0 | 0 | 0 | 0 | 0.22187 | 0.25653 | 0.25653 | 0.25653 | 0.25653 | 0.25876 |  | 0 | 0 | 0 | 0 | 0 | 0
113098 | DEERFIELD 2G | 2.4 | 101 | 1100 | 0 | 0 | 0 | 0 | 0 | 0 | 0.28788 | 0.35371 | 0.35371 | 0.35371 | 0.35371 | 0.35448 |  | 0 | 0 | 0 | 0 | 0 | 0
113099 | DEERFIELD 3G | 2.4 | 101 | 1100 | 0 | 0 | 0 | 0 | 0 | 0 | 0.30077 | 0.36943 | 0.36943 | 0.36943 | 0.36943 | 0.37022 |  | 0 | 0 | 0 | 0 | 0 | 0
113100 | DEERFIELD 4G | 2.4 | 101 | 1100 | 0 | 0 | 0 | 0 | 0 | 0 | 0.31107 | 0.38198 | 0.38198 | 0.38198 | 0.38198 | 0.3828 |  | 0 | 0 | 0 | 0 | 0 | 0
113096 | BEARSWAMP 1 | 13.8 | 101 | 1100 | 331.5 | 0 | 331.5 | 331.5 | 0 | 0 | 0.3737 | 0.50516 | 0.50516 | 0.50516 | 0.50516 | 0.50536 |  | 0 | 0 | 0 | 0 | 0 | 0
113097 | BEARSWAMP 2 | 13.8 | 101 | 1100 | 331.5 | 0 | 331.5 | 331.5 | 0 | 0 | 0.3737 | 0.50516 | 0.50516 | 0.50516 | 0.50516 | 0.50536 |  | 0 | 0 | 0 | 0 | 0 | 0
993001 | SUN_BEAR S~1 | 230 | 101 | 1100 | 83.71 | 0 | 83.71 | 83.71 | 0 | 0 | 0.3737 | 0.50516 | 0.50516 | 0.50516 | 0.50516 | 0.50536 |  | 0 | 0 | 0 | 0 | 0 | 0

## 113010 E131 TAP 113005 ADAMS
****** Plant Redispatch calculator ******* !!!! Please - edit only columns 'Status' & 'Pnew' !!!!!***
Flows
NN | LFCaseName | Monitored Element | [5 empty] | Contingency | Limit | FlowInit | FlowRes | FlowChange | Loading
1 |  | 113010 E131 TAP 115 113005 ADAMS 115 1 | [5 empty] | BO_E131-1 | 357 | 157.2 | 157.2 | 0 | 44.03%
Dispatch | [8 empty] | 0 |  |  |  | 0
Bus# | Bus Name | Volt | Area | Zone | Pgen or Pload | PMin Gen | PMax Gen | Pnew | Pdelta | Pavail | Dfax_1 | --- | Impact_1
993005 | SUN_ADAMS | 115 | 101 | 1100 | 0 | 0 | 0 | 0 | 0 | 0 | -0.44015 |  | 0
113101 | DEERFIELD 5G | 13.8 | 101 | 1100 | 0 | 0 | 0 | 0 | 0 | 0 | -0.25423 |  | 0
113102 | FIFE BROOK | 13.8 | 101 | 1100 | 9.9 | 0 | 9.9 | 9.9 | 0 | 0 | -0.25423 |  | 0
113123 | HOOSAC CLR1 | 0.69 | 101 | 1100 | 0 | 0 | 0 | 0 | 0 | 0 | -0.2337 |  | 0
113125 | HOOSAC CLR2 | 0.69 | 101 | 1100 | 0 | 0 | 0 | 0 | 0 | 0 | -0.2337 |  | 0
109503 | HARRIMAN G3 | 6.9 | 101 | 1100 | 0 | 0 | 0 | 0 | 0 | 0 | -0.22524 |  | 0
109403 | DRFLD EAST G | 0.69 | 101 | 704 | 0 | 0 | 0 | 0 | 0 | 0 | -0.21869 |  | 0
109404 | DRFLD WEST G | 0.69 | 101 | 704 | 0 | 0 | 0 | 0 | 0 | 0 | -0.21869 |  | 0
109296 | SEARS WIND_E | 12.5 | 101 | 704 | 0 | 0 | 0 | 0 | 0 | 0 | -0.21672 |  | 0
109297 | SEARS WIND_W | 12.5 | 101 | 704 | 0 | 0 | 0 | 0 | 0 | 0 | -0.21672 |  | 0
109517 | SEARS HYDRO | 2.4 | 101 | 1100 | 0 | 0 | 0 | 0 | 0 | 0 | -0.21476 |  | 0
116627 | BERKSHRE WND | 0.57 | 101 | 1374 | 0 | 0 | 0 | 0 | 0 | 0 | -0.19515 |  | 0
996336 | SUN BAT_PA~2 | 115 | 101 | 1370 | 0 | 0 | 0 | 0 | 0 | 0 | -0.19515 |  | 0
996625 | SUN BAT_PA~1 | 23 | 101 | 1372 | 0 | 0 | 0 | 0 | 0 | 0 | -0.19515 |  | 0
998496 | SUN_E ARLN~1 | 46 | 101 | 822 | 0 | 0 | 0 | 0 | 0 | 0 | -0.18391 |  | 0
116618 | ALTRESCO_C1 | 13.8 | 101 | 1373 | 33.65 | 0 | 33.65 | 33.65 | 0 | 0 | -0.14246 |  | 0
116619 | ALTRESCO_C2 | 13.8 | 101 | 1373 | 33.65 | 0 | 33.65 | 33.65 | 0 | 0 | -0.14246 |  | 0
116620 | ALTRESCO_C3 | 13.8 | 101 | 1373 | 31.45 | 0 | 33.65 | 31.45 | 0 | 2.2 | -0.14246 |  | 0
116621 | ALTRESCO_S4 | 13.8 | 101 | 1373 | 0 | 0 | 0 | 0 | 0 | 0 | -0.14246 |  | 0
116608 | DOREEN JET | 13.2 | 101 | 1374 | 0 | 0 | 0 | 0 | 0 | 0 | -0.14224 |  | 0
116638 | WOODLAND JET | 13.2 | 101 | 1374 | 0 | 0 | 0 | 0 | 0 | 0 | -0.12179 |  | 0
108934 | STRATTON_SC1 | 13.8 | 101 | 704 | 0 | 0 | 0 | 0 | 0 | 0 | -0.11504 |  | 0
108938 | STRATTON_SC2 | 13.8 | 101 | 704 | 0 | 0 | 0 | 0 | 0 | 0 | -0.11504 |  | 0
113061 | PLEASANT-NEP | 23 | 101 | 1100 | 0 | 0 | 0 | 0 | 0 | 0 | -0.10967 |  | 0
999312 | Strata_Ber~1 | 115 | 101 | 1370 | 0 | 0 | 0 | 0 | 0 | 0 | -0.09882 |  | 0
109504 | HARRIMAN G2 | 6.9 | 101 | 1100 | 13.71 | 0 | 13.71 | 13.71 | 0 | 0 | -0.09589 |  | 0
109505 | HARRIMAN G1 | 6.9 | 101 | 1100 | 13.71 | 0 | 13.71 | 13.71 | 0 | 0 | -0.09589 |  | 0
113104 | SHERMAN HYD | 2.4 | 101 | 1100 | 0 | 0 | 0 | 0 | 0 | 0 | -0.0939 |  | 0
996284 | SUN_CUMBER~1 | 115 | 101 | 1370 | 0 | 0 | 0 | 0 | 0 | 0 | -0.07433 |  | 0
116568 | TILSON-1044 | 13.8 | 101 | 1372 | 0 | 0 | 0 | 0 | 0 | 0 | -0.07137 |  | 0
116578 | TURNERS FALS | 2.4 | 101 | 1374 | 0 | 0 | 0 | 0 | 0 | 0 | -0.07137 |  | 0
116579 | CABOT HYDRO | 13.8 | 101 | 1373 | 64.66 | 0 | 64.66 | 64.66 | 0 | 0 | -0.07137 |  | 0
996270 | SUN BAT_TI~1 | 115 | 101 | 1370 | 0 | 0 | 0 | 0 | 0 | 0 | -0.07137 |  | 0
116651 | INDIAN RIVER | 2.3 | 101 | 1334 | 0 | 0 | 0 | 0 | 0 | 0 | -0.05737 |  | 0
996364 | SUN_BLANDF~1 | 115 | 101 | 1330 | 0 | 0 | 0 | 0 | 0 | 0 | -0.05737 |  | 0
113011 | BAT_BarreB~1 | 115 | 101 | 1100 | 0 | 0 | 0 | 0 | 0 | 0 | -0.05355 |  | 0
113085 | WENDELL DEP | 13.8 | 101 | 1100 | 0 | 0 | 0 | 0 | 0 | 0 | -0.03935 |  | 0
993015 | SUN_WENDEL~1 | 115 | 101 | 1100 | 0 | 0 | 0 | 0 | 0 | 0 | -0.03935 |  | 0
113082 | BARRE MA T1 | 13.8 | 101 | 1100 | 0 | 0 | 0 | 0 | 0 | 0 | -0.02789 |  | 0
993007 | BAT_BARRE ~1 | 115 | 101 | 1100 | 0 | 0 | 0 | 0 | 0 | 0 | -0.02789 |  | 0
116411 | NORTHFIELD 1 | 13.8 | 101 | 1373 | 292 | 0 | 292 | 292 | 0 | 0 | -0.01842 |  | 0
116412 | NORTHFIELD 2 | 13.8 | 101 | 1373 | 292 | 0 | 292 | 292 | 0 | 0 | -0.01842 |  | 0
116413 | NORTHFIELD 3 | 13.8 | 101 | 1373 | 292 | 0 | 292 | 292 | 0 | 0 | -0.01842 |  | 0
116414 | NORTHFIELD 4 | 13.8 | 101 | 1373 | 292 | 0 | 292 | 292 | 0 | 0 | -0.01842 |  | 0
113142 | SOLTERRA A | 0.48 | 101 | 1100 | 0 | 0 | 0 | 0 | 0 | 0 | -0.0174 |  | 0
113143 | SOLTERRA B | 0.42 | 101 | 1100 | 0 | 0 | 0 | 0 | 0 | 0 | -0.0174 |  | 0
993000 | SUN_TREASU~1 | 115 | 101 | 1100 | 0 | 0 | 0 | 0 | 0 | 0 | -0.0174 |  | 0
996240 | AC_BUCK POND | 115 | 101 | 1330 | 0 | 0 | 0 | 0 | 0 | 0 | -0.01667 |  | 0
116556 | COBBLE MT_G | 6.9 | 101 | 1333 | 19.96 | 0 | 19.96 | 19.96 | 0 | 0 | -0.01564 |  | 0
116505 | BERKSHRE_G1 | 21 | 101 | 1333 | 270 | 0 | 270 | 270 | 0 | 0 | -0.01391 |  | 0
116492 | W-SPRNGFLD-1 | 13.8 | 101 | 1333 | 39 | 0 | 39 | 39 | 0 | 0 | -0.01291 |  | 0
116493 | W-SPRNGFLD-2 | 13.8 | 101 | 1333 | 0 | 0 | 0 | 0 | 0 | 0 | -0.01291 |  | 0
116494 | W-SPRNGFLD-3 | 13.8 | 101 | 1333 | 107 | 0 | 107 | 107 | 0 | 0 | -0.01291 |  | 0
116495 | SPGFLD RFUSE | 4.16 | 101 | 1334 | 0 | 0 | 0 | 0 | 0 | 0 | -0.01291 |  | 0
993017 | SUN_FLOREN~1 | 115 | 101 | 1100 | 0 | 0 | 0 | 0 | 0 | 0 | -0.01225 |  | 0
116458 | FRONT STREET | 4.16 | 101 | 1334 | 0 | 0 | 0 | 0 | 0 | 0 | -0.0115 |  | 0
997910 | SUN_VERNON~1 | 115 | 101 | 700 | 0 | 0 | 0 | 0 | 0 | 0 | -0.01132 |  | 0
116452 | HADLEY FALLS | 6.6 | 101 | 1334 | 14.95 | 0 | 14.95 | 14.95 | 0 | 0 | -0.01124 |  | 0
993118 | SUN_5 CORN~1 | 115 | 101 | 1100 | 0 | 0 | 0 | 0 | 0 | 0 | -0.01103 |  | 0
113020 | DaymarkGe~42 | 115 | 101 | 1100 | 0 | 0 | 0 | 0 | 0 | 0 | -0.01086 |  | 0
994946 | SUN_VERNON~2 | 115 | 101 | 99 | 0 | 0 | 0 | 0 | 0 | 0 | -0.01064 |  | 0
997010 | HVDC_COOLI~1 | 345 | 101 | 700 | 0 | 0 | 0 | 0 | 0 | 0 | -0.01036 |  | 0
994935 | SUN_CHESTN~1 | 115 | 101 | 680 | 0 | 0 | 0 | 0 | 0 | 0 | -0.0101 |  | 0
116438 | MONSANTO_C1 | 13.8 | 101 | 1333 | 84.65 | 0 | 84.65 | 84.65 | 0 | 0 | -0.00944 |  | 0
116439 | MONSANTO_S1 | 13.8 | 101 | 1333 | 76.01 | 0 | 76.01 | 76.01 | 0 | 0 | -0.00944 |  | 0
116440 | MONSANTO_C2 | 13.8 | 101 | 1333 | 84.65 | 0 | 84.65 | 84.65 | 0 | 0 | -0.00944 |  | 0
998476 | SUN_CARVER~1 | 46 | 101 | 802 | 0 | 0 | 0 | 0 | 0 | 0 | -0.00909 |  | 0
108949 | BELDENS | 4.16 | 101 | 704 | 0 | 0 | 0 | 0 | 0 | 0 | -0.00903 |  | 0
108951 | HUNTINGTON | 4.16 | 101 | 704 | 0 | 0 | 0 | 0 | 0 | 0 | -0.00903 |  | 0
108953 | PROCTOR HYD | 4.16 | 101 | 704 | 0 | 0 | 0 | 0 | 0 | 0 | -0.00886 |  | 0
109051 | GLEN HYDRO | 13.2 | 101 | 704 | 0 | 0 | 0 | 0 | 0 | 0 | -0.00861 |  | 0
109079 | PATCH HYDRO | 2.3 | 101 | 704 | 0 | 0 | 0 | 0 | 0 | 0 | -0.0086 |  | 0
109053 | RUTLAND GT | 13.2 | 101 | 704 | 0 | 0 | 0 | 0 | 0 | 0 | -0.00857 |  | 0
109065 | RUT GT_D1_CR | 12.5 | 101 | 802 | 0 | 0 | 0 | 0 | 0 | 0 | -0.00857 |  | 0
109151 | COOL_PV_GEN | 0.6 | 101 | 703 | 0 | 0 | 0 | 0 | 0 | 0 | -0.00848 |  | 0
116433 | ORCHARD | 13.8 | 101 | 1332 | 0 | 0 | 0 | 0 | 0 | 0 | -0.00834 |  | 0
109107 | WEYBRDGE | 12.5 | 101 | 704 | 0 | 0 | 0 | 0 | 0 | 0 | -0.00831 |  | 0
108992 | VERGENNES GN | 2.4 | 101 | 704 | 0 | 0 | 0 | 0 | 0 | 0 | -0.00804 |  | 0
997790 | SUN_VERGEN~1 | 115 | 101 | 700 | 45.98 | 0 | 50 | 45.98 | 0 | 4.02 | -0.00804 |  | 0
116417 | STONY BRK 1A | 13.8 | 101 | 1333 | 103.17 | 0 | 103.17 | 103.17 | 0 | 0 | -0.0078 |  | 0
116418 | STONY BRK 1B | 13.8 | 101 | 1333 | 101.67 | 0 | 101.67 | 101.67 | 0 | 0 | -0.0078 |  | 0
116419 | STONY BRK 1C | 13.8 | 101 | 1333 | 103.17 | 0 | 103.17 | 103.17 | 0 | 0 | -0.0078 |  | 0
116420 | STONY BRK 1S | 13.8 | 101 | 1333 | 21.31 | 0 | 82.36 | 21.31 | 0 | 61.05 | -0.0078 |  | 0
116421 | STONY BRK 2A | 13.8 | 101 | 1333 | 0 | 0 | 0 | 0 | 0 | 0 | -0.0078 |  | 0
116422 | STONY BRK 2B | 13.8 | 101 | 1333 | 0 | 0 | 0 | 0 | 0 | 0 | -0.0078 |  | 0
996045 | BAT_LUDLOW | 345 | 101 | 1330 | 0 | 0 | 0 | 0 | 0 | 0 | -0.0078 |  | 0
109103 | SILVERLAKE | 6.9 | 101 | 704 | 0 | 0 | 0 | 0 | 0 | 0 | -0.00719 |  | 0
121841 | NUTMEG_G | 0.42 | 101 | 1653 | 0 | 0 | 0 | 0 | 0 | 0 | -0.00678 |  | 0
999993 | SUN_SCITICO | 115 | 101 | 1650 | 0 | 0 | 0 | 0 | 0 | 0 | -0.00678 |  | 0
108884 | BURLINGTN_GT | 13.8 | 101 | 704 | 0 | 0 | 0 | 0 | 0 | 0 | -0.00665 |  | 0
999116 | SUN_N-BLOO~1 | 345 | 101 | 1670 | 0 | 0 | 0 | 0 | 0 | 0 | -0.00628 |  | 0
911531 | NYNE_GILB | 345 | 102 | 12 | 120.67 | 0 | 466.67 | 120.67 | 0 | 346 | -0.00585 |  | 0
990290 | SUN_N-BLOO~1 | 115 | 101 | 1670 | 0 | 0 | 0 | 0 | 0 | 0 | -0.00569 |  | 0
122154 | SIMSBURY SLR | 0.38 | 101 | 1694 | 0 | 0 | 0 | 0 | 0 | 0 | -0.00548 |  | 0
990307 | SUN_NE-SIM~1 | 115 | 101 | 1690 | 0 | 0 | 0 | 0 | 0 | 0 | -0.00548 |  | 0
108988 | ESSEX DIESLS | 2.4 | 101 | 704 | 0 | 0 | 0 | 0 | 0 | 0 | -0.00535 |  | 0
108990 | ESSEX HYDRO | 2.4 | 101 | 704 | 0 | 0 | 0 | 0 | 0 | 0 | -0.00535 |  | 0
108891 | GORGE GT | 13.8 | 101 | 704 | 0 | 0 | 0 | 0 | 0 | 0 | -0.00534 |  | 0
108986 | GORGE_HYDRO | 4.16 | 101 | 704 | 0 | 0 | 0 | 0 | 0 | 0 | -0.00534 |  | 0
109160 | JC MCNEIL | 13.8 | 101 | 704 | 0 | 0 | 0 | 0 | 0 | 0 | -0.00534 |  | 0
108875 | BED_WINOOSKI | 13.8 | 101 | 704 | 0 | 0 | 0 | 0 | 0 | 0 | -0.00533 |  | 0
121852 | RAINBOW HYD | 2.4 | 101 | 1654 | 0 | 0 | 0 | 0 | 0 | 0 | -0.00526 |  | 0
121860 | HAMILTON GT | 13.8 | 101 | 1654 | 0 | 0 | 0 | 0 | 0 | 0 | -0.00526 |  | 0
121865 | DEXTER CT | 13.8 | 101 | 1653 | 0 | 0 | 0 | 0 | 0 | 0 | -0.00526 |  | 0
990002 | SUN_WINDSO~1 | 115 | 101 | 1650 | 0 | 0 | 0 | 0 | 0 | 0 | -0.00526 |  | 0
990038 | SUN_BARBOU~1 | 115 | 101 | 1650 | 0 | 0 | 0 | 0 | 0 | 0 | -0.00526 |  | 0
121964 | CDECCA_CT | 13.8 | 101 | 1673 | 0 | 0 | 0 | 0 | 0 | 0 | -0.00525 |  | 0
121965 | CDECCA_ST | 13.2 | 101 | 1673 | 0 | 0 | 0 | 0 | 0 | 0 | -0.00525 |  | 0
121943 | S-MEADOW_G5 | 11.5 | 101 | 1673 | 0 | 0 | 0 | 0 | 0 | 0 | -0.0051 |  | 0
121944 | S-MEADOW_G6 | 11.5 | 101 | 1673 | 0 | 0 | 0 | 0 | 0 | 0 | -0.0051 |  | 0
121931 | RIVERSIDE PF | 23 | 101 | 1672 | 0 | 0 | 0 | 0 | 0 | 0 | -0.00509 |  | 0
911560 | NYNE_BWLN | 345 | 102 | 12 | 120.67 | 0 | 466.67 | 120.67 | 0 | 346 | -0.00507 |  | 0
926260 | NYPA - CMR | 345 | 102 | 12 | 0 | 0 | 0 | 0 | 0 | 0 | -0.00507 |  | 0
926261 | NYPA - VT | 345 | 102 | 12 | 0 | 0 | 0 | 0 | 0 | 0 | -0.00507 |  | 0
122173 | FRANKLIN DR | 13.2 | 101 | 1692 | 0 | 0 | 0 | 0 | 0 | 0 | -0.00479 |  | 0
122184 | TORRINGTON T | 13.8 | 101 | 1693 | 0 | 0 | 0 | 0 | 0 | 0 | -0.00473 |  | 0
122196 | FALLS VILLGE | 6.6 | 101 | 1693 | 0 | 0 | 0 | 0 | 0 | 0 | -0.00473 |  | 0
990488 | NG_BLACK R~1 | 115 | 101 | 1670 | 0 | 0 | 0 | 0 | 0 | 0 | -0.00471 |  | 0
122700 | STONY HIL_SC | 12.5 | 101 | 1733 | 0 | 0 | 0 | 0 | 0 | 0 | -0.00467 |  | 0
122690 | SHEPAUG HYD | 13.8 | 101 | 1734 | 42.95 | 0 | 42.95 | 42.95 | 0 | 0 | -0.00466 |  | 0
122648 | BULLS BRIDGE | 1.15 | 101 | 1734 | 0 | 0 | 0 | 0 | 0 | 0 | -0.00465 |  | 0
122657 | ROCKY RIVER | 13.8 | 101 | 1732 | 29.35 | 0 | 29.35 | 29.35 | 0 | 0 | -0.00465 |  | 0
122660 | KIMB CLARK_G | 13.8 | 101 | 1734 | 12.02 | 0 | 12.02 | 12.02 | 0 | 0 | -0.00465 |  | 0
991172 | SUN_ROCKY ~1 | 115 | 101 | 1730 | 0 | 0 | 0 | 0 | 0 | 0 | -0.00465 |  | 0
122583 | WATERBURY_G | 13.8 | 101 | 1733 | 97.91 | 0 | 97.91 | 97.91 | 0 | 0 | -0.00462 |  | 0
122586 | TOWANTIC C1 | 18 | 101 | 1733 | 248.66 | 0 | 248.66 | 248.66 | 0 | 0 | -0.00461 |  | 0
122587 | TOWANTIC C2 | 18 | 101 | 1733 | 250.92 | 0 | 250.92 | 250.92 | 0 | 0 | -0.00461 |  | 0
122588 | TOWANTIC ST | 18 | 101 | 1733 | 250.92 | 0 | 250.92 | 250.92 | 0 | 0 | -0.00461 |  | 0
122625 | STEVENSON HY | 6.6 | 101 | 1733 | 21.67 | 0 | 21.67 | 21.67 | 0 | 0 | -0.00461 |  | 0
123147 | DERBY DAM HY | 4.16 | 101 | 1804 | 0 | 0 | 0 | 0 | 0 | 0 | -0.00458 |  | 0
993146 | NG_INDIAN ~1 | 13.8 | 101 | 1802 | 0 | 0 | 0 | 0 | 0 | 0 | -0.00458 |  | 0
122889 | GLENBROOK_S1 | 14.6 | 101 | 1752 | 0 | 0 | 0 | 0 | 0 | 0 | -0.00457 |  | 0
122890 | GLENBROOK_S2 | 14.6 | 101 | 1752 | 0 | 0 | 0 | 0 | 0 | 0 | -0.00457 |  | 0
122911 | WATERSIDE_G | 13.8 | 101 | 1753 | 0 | 0 | 0 | 0 | 0 | 0 | -0.00457 |  | 0
122933 | COSCOB_GEN | 13.8 | 101 | 1753 | 0 | 0 | 0 | 0 | 0 | 0 | -0.00457 |  | 0
123149 | SIKORSKY | 13.8 | 101 | 1804 | 0 | 0 | 0 | 0 | 0 | 0 | -0.00456 |  | 0
122470 | DEVON #11 | 13.8 | 101 | 1733 | 33.12 | 0 | 33.12 | 33.12 | 0 | 0 | -0.00455 |  | 0
122471 | DEVON #12 | 13.8 | 101 | 1733 | 33.12 | 0 | 33.12 | 33.12 | 0 | 0 | -0.00455 |  | 0
122472 | DEVON #13 | 13.8 | 101 | 1733 | 33.12 | 0 | 33.12 | 33.12 | 0 | 0 | -0.00455 |  | 0
122473 | DEVON #14 | 13.8 | 101 | 1733 | 33.12 | 0 | 33.12 | 33.12 | 0 | 0 | -0.00455 |  | 0
990812 | BAT_DEVON-1 | 115 | 101 | 1730 | 0 | 0 | 0 | 0 | 0 | 0 | -0.00455 |  | 0
123628 | BRPT HRBR 5C | 25 | 101 | 1803 | 315.72 | 0 | 315.72 | 315.72 | 0 | 0 | -0.00454 |  | 0
123629 | BRPT HRBR 5S | 18 | 101 | 1803 | 168.58 | 0 | 168.58 | 168.58 | 0 | 0 | -0.00454 |  | 0
123641 | BRPT EN 10ST | 16 | 101 | 1803 | 152.8 | 0 | 152.8 | 152.8 | 0 | 0 | -0.00454 |  | 0
123643 | BRPT RESCO_G | 13.8 | 101 | 1803 | 59.65 | 0 | 59.65 | 59.65 | 0 | 0 | -0.00454 |  | 0
123644 | BRPT EN 11CT | 16 | 101 | 1803 | 165.6 | 0 | 165.6 | 165.6 | 0 | 0 | -0.00454 |  | 0
123645 | BRPT EN 12CT | 16 | 101 | 1803 | 165.6 | 0 | 165.6 | 165.6 | 0 | 0 | -0.00454 |  | 0
993626 | DFO NG_SIN~1 | 345 | 101 | 1810 | 0 | 0 | 0 | 0 | 0 | 0 | -0.00454 |  | 0
122041 | MIDDLETWN_G2 | 13.8 | 101 | 1713 | 121.29 | 0 | 121.29 | 121.29 | 0 | 0 | -0.00453 |  | 0
122042 | MIDDLETWN_G3 | 22 | 101 | 1713 | 231.71 | 0 | 231.71 | 231.71 | 0 | 0 | -0.00453 |  | 0
122044 | MIDDLETWN_10 | 13.2 | 101 | 1713 | 0 | 0 | 0 | 0 | 0 | 0 | -0.00453 |  | 0
122481 | MILFORD_C1 | 21 | 101 | 1733 | 267.7 | 0 | 267.7 | 267.7 | 0 | 0 | -0.00453 |  | 0
122482 | MILFORD_C2 | 21 | 101 | 1733 | 267.7 | 0 | 267.7 | 267.7 | 0 | 0 | -0.00453 |  | 0
123642 | BRPT HRBR 4 | 13.8 | 101 | 1803 | 0 | 0 | 0 | 0 | 0 | 0 | -0.00453 |  | 0
993313 | NG_CONGRES~1 | 115 | 101 | 1800 | 0 | 0 | 0 | 0 | 0 | 0 | -0.00453 |  | 0
122272 | FORESTVILLE | 13.8 | 101 | 1692 | 0 | 0 | 0 | 0 | 0 | 0 | -0.00452 |  | 0
999389 | BAT_EAST D~1 | 345 | 101 | 1730 | 0 | 0 | 0 | 0 | 0 | 0 | -0.00452 |  | 0
122469 | DEVON #10 | 13.8 | 101 | 1733 | 0 | 0 | 0 | 0 | 0 | 0 | -0.00451 |  | 0
122476 | DEVON #15-16 | 13.8 | 101 | 1733 | 93.8 | 0 | 93.8 | 93.8 | 0 | 0 | -0.00451 |  | 0
122477 | DEVON #17-18 | 13.8 | 101 | 1733 | 73.07 | 0 | 93.8 | 73.07 | 0 | 20.73 | -0.00451 |  | 0
122448 | WALLINGFRDG1 | 13.8 | 101 | 1733 | 0 | 0 | 0 | 0 | 0 | 0 | -0.00447 |  | 0
122449 | WALLINGFRDG2 | 13.8 | 101 | 1733 | 0 | 0 | 0 | 0 | 0 | 0 | -0.00447 |  | 0
122450 | WALLINGFRDG3 | 13.8 | 101 | 1733 | 0 | 0 | 0 | 0 | 0 | 0 | -0.00447 |  | 0
122451 | WALLINGFRDG4 | 13.8 | 101 | 1733 | 0 | 0 | 0 | 0 | 0 | 0 | -0.00447 |  | 0
122452 | WALLINGFRDG5 | 13.8 | 101 | 1733 | 0 | 0 | 0 | 0 | 0 | 0 | -0.00447 |  | 0
122453 | WALLINGFRDG6 | 13.8 | 101 | 1733 | 0 | 0 | 0 | 0 | 0 | 0 | -0.00447 |  | 0
122454 | WALLINGFRDG7 | 13.8 | 101 | 1733 | 0 | 0 | 0 | 0 | 0 | 0 | -0.00447 |  | 0
122542 | A.L. PIERCE | 13.8 | 101 | 1733 | 0 | 0 | 0 | 0 | 0 | 0 | -0.00447 |  | 0
990740 | SUN_WALLIN~1 | 115 | 101 | 1730 | 0 | 0 | 0 | 0 | 0 | 0 | -0.00447 |  | 0
109226 | PETERSON_GEN | 4 | 101 | 704 | 0 | 0 | 0 | 0 | 0 | 0 | -0.00446 |  | 0
109227 | CLARK FALLS | 2.4 | 101 | 704 | 0 | 0 | 0 | 0 | 0 | 0 | -0.00446 |  | 0
109229 | MILTON_G | 2.3 | 101 | 704 | 0 | 0 | 0 | 0 | 0 | 0 | -0.00446 |  | 0
108168 | GEORGIA MTN | 0.69 | 101 | 704 | 0 | 0 | 0 | 0 | 0 | 0 | -0.00444 |  | 0
123128 | YALE DG 1 | 13.8 | 101 | 1804 | 0 | 0 | 0 | 0 | 0 | 0 | -0.00443 |  | 0
123129 | YALE DG 2 | 13.8 | 101 | 1804 | 0 | 0 | 0 | 0 | 0 | 0 | -0.00443 |  | 0
123653 | NEW HAVN HBR | 22 | 101 | 1823 | 0 | 0 | 0 | 0 | 0 | 0 | -0.00442 |  | 0
123655 | NHHP G2 | 13.8 | 101 | 1823 | 0 | 0 | 0 | 0 | 0 | 0 | -0.00442 |  | 0
123656 | NHHP G3-4 | 13.8 | 101 | 1823 | 0 | 0 | 0 | 0 | 0 | 0 | -0.00442 |  | 0
122030 | KLEEN_C1 | 16.5 | 101 | 1713 | 180.65 | 0 | 180.65 | 180.65 | 0 | 0 | -0.0044 |  | 0
122031 | KLEEN_C2 | 16.5 | 101 | 1713 | 180.65 | 0 | 180.65 | 180.65 | 0 | 0 | -0.0044 |  | 0
122032 | KLEEN_S1 | 18 | 101 | 1713 | 258.7 | 0 | 258.7 | 258.7 | 0 | 0 | -0.0044 |  | 0
122417 | BRANFORD JET | 13.8 | 101 | 1734 | 0 | 0 | 0 | 0 | 0 | 0 | -0.0044 |  | 0
123635 | HALVARSSON | 192 | 101 | 1830 | 0 | 0 | 0 | 0 | 0 | 0 | -0.00438 |  | 0
109228 | FAIRFAX FALS | 2.3 | 101 | 704 | 0 | 0 | 0 | 0 | 0 | 0 | -0.00435 |  | 0
102125 | S_WTRVL_D | 12 | 101 | 112 | 0 | 0 | 0 | 0 | 0 | 0 | -0.00432 |  | 0
107326 | HG_CONVRTR_N | 120 | 101 | 703 | 0 | 0 | 0 | 0 | 0 | 0 | -0.00432 |  | 0
108955 | BELDENS1 | 2.4 | 101 | 704 | 0 | 0 | 0 | 0 | 0 | 0 | -0.00432 |  | 0
109049 | CARVER FALLS | 2.3 | 101 | 704 | 0 | 0 | 0 | 0 | 0 | 0 | -0.00432 |  | 0
109077 | E PITTSFORD | 2.3 | 101 | 704 | 0 | 0 | 0 | 0 | 0 | 0 | -0.00432 |  | 0
109092 | MIDDLESEX_G | 2.4 | 101 | 704 | 0 | 0 | 0 | 0 | 0 | 0 | -0.00432 |  | 0
109101 | SALISBURY | 7.2 | 101 | 704 | 0 | 0 | 0 | 0 | 0 | 0 | -0.00432 |  | 0
109105 | MIDDLEBURY_H | 6.44 | 101 | 704 | 0 | 0 | 0 | 0 | 0 | 0 | -0.00432 |  | 0
109130 | SMITH FALLS | 4.16 | 101 | 704 | 0 | 0 | 0 | 0 | 0 | 0 | -0.00432 |  | 0
109139 | DEWEY MILLS | 4.16 | 101 | 704 | 0 | 0 | 0 | 0 | 0 | 0 | -0.00432 |  | 0
109143 | CAVENDISH_D2 | 12.5 | 101 | 704 | 0 | 0 | 0 | 0 | 0 | 0 | -0.00432 |  | 0
109190 | GRANITE SC1 | 13.8 | 101 | 703 | 0 | 0 | 0 | 0 | 0 | 0 | -0.00432 |  | 0
109200 | GRANITE SC2 | 13.8 | 101 | 703 | 0 | 0 | 0 | 0 | 0 | 0 | -0.00432 |  | 0
109251 | GAGE | 2.4 | 101 | 704 | 0 | 0 | 0 | 0 | 0 | 0 | -0.00432 |  | 0
111110 | PUTNAM 1 | 13.8 | 101 | 1012 | 0 | 0 | 0 | 0 | 0 | 0 | -0.00432 |  | 0
114050 | MALDEN MLS_T | 23 | 101 | 1120 | 0 | 0 | 0 | 0 | 0 | 0 | -0.00432 |  | 0
116569 | TILSON-1113 | 13.8 | 101 | 1372 | 0 | 0 | 0 | 0 | 0 | 0 | -0.00432 |  | 0
121744 | UCONN COGEN | 13.8 | 101 | 1634 | 0 | 0 | 0 | 0 | 0 | 0 | -0.00432 |  | 0
122043 | MIDDLETWN_G4 | 22 | 101 | 1713 | 402 | 0 | 402 | 402 | 0 | 0 | -0.00432 |  | 0
122046 | MIDDLETWN_12 | 13.8 | 101 | 1713 | 0 | 0 | 0 | 0 | 0 | 0 | -0.00432 |  | 0
122047 | MIDDLETWN_13 | 13.8 | 101 | 1713 | 0 | 0 | 0 | 0 | 0 | 0 | -0.00432 |  | 0
122048 | MIDDLETWN_14 | 13.8 | 101 | 1713 | 0 | 0 | 0 | 0 | 0 | 0 | -0.00432 |  | 0
122049 | MIDDLETWN_15 | 13.8 | 101 | 1713 | 0 | 0 | 0 | 0 | 0 | 0 | -0.00432 |  | 0
993109 | SUN_WEST H~1 | 115 | 101 | 1100 | 3.33 | 0 | 13.17 | 3.33 | 0 | 9.84 | -0.00391 |  | 0
107324 | HG_CONVRTR_S | 115 | 101 | 703 | 0 | 0 | 0 | 0 | 0 | 0 | -0.00387 |  | 0
911524 | HIGH_DGEN | 115 | 101 | 703 | 0 | 0 | 0 | 0 | 0 | 0 | -0.00387 |  | 0
108894 | SWANTON GT | 13.8 | 101 | 704 | 0 | 0 | 0 | 0 | 0 | 0 | -0.00386 |  | 0
109280 | SHELDON_G1 | 4.16 | 101 | 704 | 0 | 0 | 0 | 0 | 0 | 0 | -0.00386 |  | 0
109281 | SHELDON_G2 | 4.16 | 101 | 704 | 0 | 0 | 0 | 0 | 0 | 0 | -0.00386 |  | 0
109282 | SHELDON_G3 | 4.16 | 101 | 704 | 0 | 0 | 0 | 0 | 0 | 0 | -0.00386 |  | 0
121656 | MILLSTONE_G2 | 24 | 101 | 1633 | 934.5 | 0 | 934.5 | 934.5 | 0 | 0 | -0.00343 |  | 0
121657 | MILLSTONE_G3 | 24 | 101 | 1633 | 1283 | 0 | 1283 | 1283 | 0 | 0 | -0.00343 |  | 0
999194 | NUC_MILLST~1 | 345 | 101 | 1630 | 0 | 0 | 0 | 0 | 0 | 0 | -0.00343 |  | 0
109072 | BOLTON FALLS | 4.16 | 101 | 704 | 0 | 0 | 0 | 0 | 0 | 0 | -0.00296 |  | 0
121645 | MONTVILLE_G5 | 13.8 | 101 | 1633 | 0 | 0 | 0 | 0 | 0 | 0 | -0.00273 |  | 0
121646 | MONTVILLE_G6 | 22 | 101 | 1633 | 24.5 | 0 | 410 | 24.5 | 0 | 385.5 | -0.00273 |  | 0
121835 | RAND WHITNEY | 13.8 | 101 | 1634 | 0 | 0 | 0 | 0 | 0 | 0 | -0.00273 |  | 0
999718 | WND_MONTVI~1 | 115 | 101 | 1630 | 0 | 0 | 0 | 0 | 0 | 0 | -0.00273 |  | 0
999768 | SUN_WATERF~1 | 115 | 101 | 1630 | 0 | 0 | 0 | 0 | 0 | 0 | -0.00273 |  | 0
911554 | NYNE_OSWG | 345 | 102 | 12 | 120.67 | 0 | 466.67 | 120.67 | 0 | 346 | -0.00256 |  | 0
121647 | MONTVILLE | 2.4 | 101 | 1633 | 0 | 0 | 0 | 0 | 0 | 0 | -0.00249 |  | 0
109076 | LTTLE RIVER | 4.16 | 101 | 704 | 0 | 0 | 0 | 0 | 0 | 0 | -0.00246 |  | 0
993014 | SUN_THORND~1 | 115 | 101 | 1100 | 17.42 | 0 | 17.42 | 17.42 | 0 | 0 | -0.0023 |  | 0
109080 | MORETOWN | 4.16 | 101 | 704 | 0 | 0 | 0 | 0 | 0 | 0 | -0.00224 |  | 0
109141 | TAFTSVL_GEN | 12.5 | 101 | 704 | 0 | 0 | 0 | 0 | 0 | 0 | -0.00212 |  | 0
998265 | SUN_WINDSOR | 46 | 101 | 812 | 0 | 0 | 0 | 0 | 0 | 0 | -0.0021 |  | 0
109321 | KCW_JAY_SC1 | 13.8 | 101 | 704 | 0 | 0 | 0 | 0 | 0 | 0 | -0.00206 |  | 0
108905 | KINGDOM_GEN | 0.65 | 101 | 704 | 12 | 0 | 12 | 12 | 0 | 0 | -0.00202 |  | 0
999849 | FC_WILLIMA~1 | 115 | 101 | 1630 | 0 | 0 | 0 | 0 | 0 | 0 | -0.00202 |  | 0
109140 | NO HARTLAND | 4.16 | 101 | 704 | 0 | 0 | 0 | 0 | 0 | 0 | -0.00199 |  | 0
108893 | ASCUTNEY GT | 13.8 | 101 | 704 | 0 | 0 | 0 | 0 | 0 | 0 | -0.00198 |  | 0
121579 | NORWICH JET | 13.8 | 101 | 1633 | 0 | 0 | 0 | 0 | 0 | 0 | -0.00188 |  | 0
121590 | SECREC | 13.2 | 101 | 1633 | 0 | 0 | 0 | 0 | 0 | 0 | -0.00188 |  | 0
121788 | LISBON | 4.16 | 101 | 1633 | 0 | 0 | 0 | 0 | 0 | 0 | -0.0018 |  | 0
106033 | SLAYTON HIL1 | 13.8 | 101 | 400 | 0 | 0 | 0 | 0 | 0 | 0 | -0.00174 |  | 0
121570 | TUNNEL JET | 13.2 | 101 | 1634 | 0 | 0 | 0 | 0 | 0 | 0 | -0.00171 |  | 0
121571 | FUSION_GEN | 0.38 | 101 | 1634 | 0 | 0 | 0 | 0 | 0 | 0 | -0.00171 |  | 0
121586 | FOXWOODS G1 | 4.16 | 101 | 1634 | 0 | 0 | 0 | 0 | 0 | 0 | -0.00171 |  | 0
999583 | SUN_TUNNEL | 115 | 101 | 1630 | 0 | 0 | 0 | 0 | 0 | 0 | -0.00171 |  | 0
108895 | BERLIN VT_GT | 13.2 | 101 | 704 | 0 | 0 | 0 | 0 | 0 | 0 | -0.00159 |  | 0
109234 | COVENTRY_GEN | 4.16 | 101 | 704 | 0 | 0 | 0 | 0 | 0 | 0 | -0.00158 |  | 0
109573 | WILDER | 13.8 | 101 | 400 | 0 | 0 | 0 | 0 | 0 | 0 | -0.00155 |  | 0
109277 | NEWPORT HY | 4.16 | 101 | 704 | 0 | 0 | 0 | 0 | 0 | 0 | -0.00154 |  | 0
121587 | FOXWOODS G2 | 4.16 | 101 | 1634 | 0 | 0 | 0 | 0 | 0 | 0 | -0.00122 |  | 0
999672 | BAT_MYSTIC~2 | 115 | 101 | 1630 | 0 | 0 | 0 | 0 | 0 | 0 | -0.00122 |  | 0
121559 | CONSTITUTION | 0.6 | 101 | 1634 | 0 | 0 | 0 | 0 | 0 | 0 | -0.00103 |  | 0
121560 | PLAINFIELD | 13.8 | 101 | 1633 | 0 | 0 | 0 | 0 | 0 | 0 | -0.00103 |  | 0
999562 | SUN_FRY BR~1 | 115 | 101 | 1630 | 0 | 0 | 0 | 0 | 0 | 0 | -0.00103 |  | 0
109104 | MARSHFIELD | 4.16 | 101 | 704 | 0 | 0 | 0 | 0 | 0 | 0 | -0.00099 |  | 0
105345 | HEMPHILL PWR | 13.8 | 101 | 564 | 17.5 | 0 | 17.5 | 17.5 | 0 | 0 | -0.00089 |  | 0
105350 | LEMP_STRING1 | 0.69 | 101 | 564 | 2.21 | 0 | 2.21 | 2.21 | 0 | 0 | -0.00089 |  | 0
105351 | LEMP_STRING2 | 0.69 | 101 | 564 | 2.21 | 0 | 2.21 | 2.21 | 0 | 0 | -0.00089 |  | 0
994451 | SUN_NORTH ~2 | 115 | 101 | 560 | 15 | 0 | 15 | 15 | 0 | 0 | -0.00089 |  | 0
997560 | SUN_BARRE | 115 | 101 | 700 | 25.58 | 0 | 25.58 | 25.58 | 0 | 0 | -0.00089 |  | 0
999541 | SUN_BROOKL~1 | 115 | 101 | 1630 | 0 | 0 | 0 | 0 | 0 | 0 | -0.00044 |  | 0
108898 | SHEFLD CLR-N | 0.69 | 101 | 704 | 0 | 0 | 0 | 0 | 0 | 0 | -0.00032 |  | 0
108899 | SHEFLD CLR-S | 0.69 | 101 | 704 | 0 | 0 | 0 | 0 | 0 | 0 | -0.00032 |  | 0
121638 | PAWCATCK SLR | 0.6 | 101 | 1634 | 0 | 0 | 0 | 0 | 0 | 0 | -0.00027 |  | 0
999682 | SUN_SHUNCK~1 | 115 | 101 | 1630 | 0 | 0 | 0 | 0 | 0 | 0 | -0.00027 |  | 0
105731 | ANTRIM GSU | 0.69 | 101 | 684 | 0 | 0 | 0 | 0 | 0 | 0 | -0.00018 |  | 0
994895 | WND_TUTTLE~1 | 115 | 101 | 680 | 28.4 | 0 | 28.4 | 28.4 | 0 | 0 | -0.00018 |  | 0
109102 | WDANVILLE HY | 7.2 | 101 | 704 | 0 | 0 | 0 | 0 | 0 | 0 | -0.00017 |  | 0
121536 | QB_GEN | 0.42 | 101 | 1633 | 0 | 0 | 0 | 0 | 0 | 0 | -9e-05 |  | 0
121526 | WOODSHILL_PV | 0.38 | 101 | 1634 | 0 | 0 | 0 | 0 | 0 | 0 | -8e-05 |  | 0
997458 | SUN_CHASE ~1 | 115 | 101 | 1410 | 0 | 0 | 0 | 0 | 0 | 0 | 0.00026 |  | 0
121517 | QP724 CT | 23.5 | 101 | 1633 | 341.24 | 0 | 393.67 | 341.24 | 0 | 52.43 | 0.00059 |  | 0
121518 | QP724 ST | 16 | 101 | 1633 | 238.29 | 0 | 238.29 | 238.29 | 0 | 0 | 0.00059 |  | 0
105726 | JACKMAN HYD | 2.4 | 101 | 684 | 3.6 | 0 | 3.6 | 3.6 | 0 | 0 | 0.0006 |  | 0
109106 | BARNET_D | 2.4 | 101 | 704 | 0 | 0 | 0 | 0 | 0 | 0 | 0.00065 |  | 0
106048 | MCINDOES FLS | 2.4 | 101 | 400 | 0 | 0 | 0 | 0 | 0 | 0 | 0.00067 |  | 0
109070 | DODGE FALLS | 4.25 | 101 | 704 | 0 | 0 | 0 | 0 | 0 | 0 | 0.00067 |  | 0
109131 | BATH | 2.4 | 101 | 704 | 0 | 0 | 0 | 0 | 0 | 0 | 0.00067 |  | 0
109170 | RYEGATE WOOD | 13.8 | 101 | 704 | 19 | 0 | 19 | 19 | 0 | 0 | 0.00067 |  | 0
117507 | STSK_GEN | 0.55 | 101 | 1410 | 0 | 0 | 0 | 0 | 0 | 0 | 0.0007 |  | 0
997348 | SUN_WOOD R~1 | 115 | 101 | 1410 | 0 | 0 | 0 | 0 | 0 | 0 | 0.0007 |  | 0
121513 | LAKE ROAD_C1 | 21 | 101 | 1633 | 269.79 | 0 | 269.79 | 269.79 | 0 | 0 | 0.00077 |  | 0
121514 | LAKE ROAD_C2 | 21 | 101 | 1633 | 275.21 | 0 | 275.21 | 275.21 | 0 | 0 | 0.00077 |  | 0
121515 | LAKE ROAD_C3 | 21 | 101 | 1633 | 0.78 | 0 | 279 | 0.78 | 0 | 278.22 | 0.00077 |  | 0
999038 | BAT_KILLIN~1 | 345 | 101 | 1630 | 0 | 0 | 0 | 0 | 0 | 0 | 0.00082 |  | 0
109248 | EAST BARNET | 4 | 101 | 704 | 0 | 0 | 0 | 0 | 0 | 0 | 0.00087 |  | 0
109252 | PASSUMPSIC | 2.4 | 101 | 704 | 0 | 0 | 0 | 0 | 0 | 0 | 0.00087 |  | 0
109253 | ARNOLD FALLS | 2.3 | 101 | 704 | 0 | 0 | 0 | 0 | 0 | 0 | 0.00087 |  | 0
109254 | PIERCE MILLS | 2.3 | 101 | 704 | 0 | 0 | 0 | 0 | 0 | 0 | 0.00087 |  | 0
994990 | SUN_FITZWI~1 | 115 | 101 | 680 | 0 | 0 | 0 | 0 | 0 | 0 | 0.00105 |  | 0
997305 | SUN_KENYON | 115 | 101 | 1410 | 0 | 0 | 0 | 0 | 0 | 0 | 0.00113 |  | 0
113389 | SNOW STREET2 | 13.2 | 101 | 1110 | 0 | 0 | 0 | 0 | 0 | 0 | 0.00131 |  | 0
113405 | MILLENIUM CT | 16 | 101 | 1110 | 0 | 0 | 0 | 0 | 0 | 0 | 0.00131 |  | 0
113406 | MILLENIUM ST | 13.8 | 101 | 1110 | 0 | 0 | 0 | 0 | 0 | 0 | 0.00131 |  | 0
993295 | SUN_SNOW S~1 | 115 | 101 | 1110 | 0 | 0 | 0 | 0 | 0 | 0 | 0.00131 |  | 0
993300 | SUN_W CHAR~1 | 115 | 101 | 1110 | 0 | 0 | 0 | 0 | 0 | 0 | 0.00143 |  | 0
994264 | SUN_LITTLE~1 | 115 | 101 | 560 | 27 | 0 | 27 | 27 | 0 | 0 | 0.00143 |  | 0
105110 | GRANITE DVAR | 0.48 | 101 | 524 | 0 | 0 | 0 | 0 | 0 | 0 | 0.00145 |  | 0
105113 | GRANITE_DIX | 1 | 101 | 524 | 6.34 | 0 | 6.34 | 6.34 | 0 | 0 | 0.00145 |  | 0
105117 | GW_FSH_AG 9A | 1 | 101 | 524 | 8.15 | 0 | 8.15 | 8.15 | 0 | 0 | 0.00145 |  | 0
105120 | GW_FSH_T33L | 1 | 101 | 524 | 0.91 | 0 | 0.91 | 0.91 | 0 | 0 | 0.00145 |  | 0
105123 | GW_FSH_T31L | 1 | 101 | 524 | 0.91 | 0 | 0.91 | 0.91 | 0 | 0 | 0.00145 |  | 0
105125 | GW_FSH_T32L | 1 | 101 | 524 | 0.91 | 0 | 0.91 | 0.91 | 0 | 0 | 0.00145 |  | 0
105128 | GRAN OWLAG | 1 | 101 | 524 | 4.53 | 0 | 4.53 | 4.53 | 0 | 0 | 0.00145 |  | 0
105132 | GW_OWL_T16L | 1 | 101 | 524 | 0.91 | 0 | 0.91 | 0.91 | 0 | 0 | 0.00145 |  | 0
105135 | GW_OWL_T15L | 1 | 101 | 524 | 0.91 | 0 | 0.91 | 0.91 | 0 | 0 | 0.00145 |  | 0
105138 | GW_OWL_T14L | 1 | 101 | 524 | 0.91 | 0 | 0.91 | 0.91 | 0 | 0 | 0.00145 |  | 0
105140 | GW_OWL_T13L | 1 | 101 | 524 | 0.91 | 0 | 0.91 | 0.91 | 0 | 0 | 0.00145 |  | 0
105143 | GW_OWL_T12L | 1 | 101 | 524 | 0.91 | 0 | 0.91 | 0.91 | 0 | 0 | 0.00145 |  | 0
105145 | GW_OWL_T11L | 1 | 101 | 524 | 0.91 | 0 | 0.91 | 0.91 | 0 | 0 | 0.00145 |  | 0
105147 | GW_OWL_T10L | 1 | 101 | 524 | 0.91 | 0 | 0.91 | 0.91 | 0 | 0 | 0.00145 |  | 0
105149 | GW_OWL_T09L | 1 | 101 | 524 | 0.91 | 0 | 0.91 | 0.91 | 0 | 0 | 0.00145 |  | 0
105151 | GW_OWL_T08L | 1 | 101 | 524 | 0.91 | 0 | 0.91 | 0.91 | 0 | 0 | 0.00145 |  | 0
105152 | SMITH HYDRO | 6.6 | 101 | 523 | 17.6 | 0 | 17.6 | 17.6 | 0 | 0 | 0.00145 |  | 0
105180 | PONTOOK HYD | 4.16 | 101 | 524 | 9.6 | 0 | 9.6 | 9.6 | 0 | 0 | 0.00145 |  | 0
105188 | BURGESS GEN | 13.8 | 101 | 523 | 65.38 | 0 | 65.38 | 65.38 | 0 | 0 | 0.00145 |  | 0
105193 | GLAKES BERLN | 23 | 101 | 524 | 25 | 0 | 25 | 25 | 0 | 0 | 0.00145 |  | 0
105194 | GORHAM HYDRO | 2.3 | 101 | 524 | 2.05 | 0 | 2.05 | 2.05 | 0 | 0 | 0.00145 |  | 0
105197 | JERICHO | 0.69 | 101 | 523 | 2.5 | 0 | 2.5 | 2.5 | 0 | 0 | 0.00145 |  | 0
105206 | LOST NATION | 13.2 | 101 | 524 | 14.1 | 0 | 14.1 | 14.1 | 0 | 0 | 0.00145 |  | 0
105219 | BETHLEHEM | 13.8 | 101 | 524 | 15.75 | 0 | 15.75 | 15.75 | 0 | 0 | 0.00145 |  | 0
105221 | WHITEFLD P&L | 13.8 | 101 | 524 | 18 | 0 | 18 | 18 | 0 | 0 | 0.00145 |  | 0
994210 | SUN_PARIS | 115 | 101 | 520 | 45 | 0 | 45 | 45 | 0 | 0 | 0.00145 |  | 0
994220 | WAT BAT_BE~1 | 115 | 101 | 520 | 15 | 0 | 15 | 15 | 0 | 0 | 0.00145 |  | 0
994231 | SUNBAT_Ber~1 | 115 | 101 | 520 | 113.01 | 0 | 113.01 | 113.01 | 0 | 0 | 0.00145 |  | 0
106044 | MOORE G1 | 13.8 | 101 | 400 | 51.82 | 0 | 51.82 | 51.82 | 0 | 0 | 0.00149 |  | 0
106046 | MOORE G3 | 13.8 | 101 | 400 | 47.27 | 0 | 47.27 | 47.27 | 0 | 0 | 0.00154 |  | 0
117495 | BLK ISL WIND | 0.9 | 101 | 1410 | 0 | 0 | 0 | 0 | 0 | 0 | 0.00162 |  | 0
997339 | SUN_W KING~1 | 115 | 101 | 1410 | 0 | 0 | 0 | 0 | 0 | 0 | 0.00162 |  | 0
106045 | MOORE G2 | 13.8 | 101 | 400 | 47.27 | 0 | 47.27 | 47.27 | 0 | 0 | 0.00163 |  | 0
996009 | WAT_MOORE ~1 | 230 | 101 | 400 | 4.6 | 0 | 4.6 | 4.6 | 0 | 0 | 0.00163 |  | 0
106047 | MOORE G4 | 13.8 | 101 | 400 | 47.27 | 0 | 47.27 | 47.27 | 0 | 0 | 0.00164 |  | 0
105271 | WHITELAKE_JT | 13.8 | 101 | 564 | 18.1 | 0 | 18.1 | 18.1 | 0 | 0 | 0.00165 |  | 0
105276 | TAMWORTH GEN | 13.8 | 101 | 564 | 21.15 | 0 | 21.15 | 21.15 | 0 | 0 | 0.00165 |  | 0
105288 | GROTON G1 | 0.69 | 101 | 564 | 4.88 | 0 | 4.88 | 4.88 | 0 | 0 | 0.00167 |  | 0
105290 | GROTON G2 | 0.69 | 101 | 564 | 4.88 | 0 | 4.88 | 4.88 | 0 | 0 | 0.00167 |  | 0
105291 | GROTON DVAR | 0.48 | 101 | 564 | 0 | 0 | 0 | 0 | 0 | 0 | 0.00167 |  | 0
106040 | COMERFORD G1 | 13.8 | 101 | 400 | 32.24 | 0 | 32.24 | 32.24 | 0 | 0 | 0.00168 |  | 0
106041 | COMERFORD G2 | 13.8 | 101 | 400 | 44.63 | 0 | 44.63 | 44.63 | 0 | 0 | 0.00168 |  | 0
106042 | COMERFORD G3 | 13.8 | 101 | 400 | 44.63 | 0 | 44.63 | 44.63 | 0 | 0 | 0.00168 |  | 0
106043 | COMERFORD G4 | 13.8 | 101 | 400 | 44.63 | 0 | 44.63 | 44.63 | 0 | 0 | 0.00168 |  | 0
996003 | SUN_COMERF~1 | 230 | 101 | 400 | 76.25 | 0 | 76.25 | 76.25 | 0 | 0 | 0.00168 |  | 0
105297 | BRIDGEWATER | 13.8 | 101 | 564 | 15.75 | 0 | 15.75 | 15.75 | 0 | 0 | 0.00171 |  | 0
105310 | ALEXANDRIA_G | 13.8 | 101 | 564 | 16.5 | 0 | 16.5 | 16.5 | 0 | 0 | 0.00176 |  | 0
105317 | AYERS ISLAND | 2.3 | 101 | 564 | 9.08 | 0 | 9.08 | 9.08 | 0 | 0 | 0.00176 |  | 0
105324 | EASTMAN FALS | 2.4 | 101 | 564 | 6.47 | 0 | 6.47 | 6.47 | 0 | 0 | 0.00182 |  | 0
105334 | LACONIA | 34.5 | 101 | 562 | 0.89 | 0 | 0.89 | 0.89 | 0 | 0 | 0.00182 |  | 0
994418 | SUN_WEBSTER | 115 | 101 | 560 | 19.9 | 0 | 19.9 | 19.9 | 0 | 0 | 0.00182 |  | 0
113128 | WARREN_A | 0.34 | 101 | 1100 | 0 | 0 | 0 | 0 | 0 | 0 | 0.00209 |  | 0
113129 | WARREN_B | 0.34 | 101 | 1100 | 0 | 0 | 0 | 0 | 0 | 0 | 0.00209 |  | 0
113130 | WARREN_C | 0.36 | 101 | 1100 | 0 | 0 | 0 | 0 | 0 | 0 | 0.00209 |  | 0
993004 | SUN_LITL R~1 | 115 | 101 | 1100 | 24.91 | 0 | 24.91 | 24.91 | 0 | 0 | 0.00209 |  | 0
997313 | SUN_TOWER ~1 | 115 | 101 | 1410 | 0 | 0 | 0 | 0 | 0 | 0 | 0.00212 |  | 0
997363 | SUN_TOWER ~1 | 12.5 | 101 | 1410 | 0 | 0 | 0 | 0 | 0 | 0 | 0.00212 |  | 0
997314 | BAT_DAVISV~1 | 115 | 101 | 1410 | 0 | 0 | 0 | 0 | 0 | 0 | 0.00238 |  | 0
997368 | SUN_OLD BA~1 | 12.5 | 101 | 1410 | 0 | 0 | 0 | 0 | 0 | 0 | 0.00238 |  | 0
113429 | FRENCH_B1 | 0.48 | 101 | 1110 | 0 | 0 | 0 | 0 | 0 | 0 | 0.00241 |  | 0
113431 | FRENCH_A1 | 0.48 | 101 | 1110 | 0 | 0 | 0 | 0 | 0 | 0 | 0.00241 |  | 0
113432 | FRENCH_A2 | 0.48 | 101 | 1110 | 0 | 0 | 0 | 0 | 0 | 0 | 0.00241 |  | 0
993287 | SUN_NORTH ~1 | 115 | 101 | 1110 | 0 | 0 | 0 | 0 | 0 | 0 | 0.00241 |  | 0
117029 | OCEAN ST GT1 | 13.8 | 101 | 1400 | 77.46 | 0 | 77.46 | 77.46 | 0 | 0 | 0.00254 |  | 0
117030 | OCEAN ST GT2 | 13.8 | 101 | 1400 | 77.46 | 0 | 77.46 | 77.46 | 0 | 0 | 0.00254 |  | 0
117031 | OCEAN ST ST1 | 13.8 | 101 | 1400 | 117.42 | 0 | 117.42 | 117.42 | 0 | 0 | 0.00254 |  | 0
117032 | OCEAN ST GT3 | 13.8 | 101 | 1400 | 78.17 | 0 | 78.17 | 78.17 | 0 | 0 | 0.00254 |  | 0
117033 | OCEAN ST GT4 | 13.8 | 101 | 1400 | 78.17 | 0 | 78.17 | 78.17 | 0 | 0 | 0.00254 |  | 0
117034 | OCEAN ST ST2 | 13.8 | 101 | 1400 | 118.49 | 0 | 118.49 | 118.49 | 0 | 0 | 0.00254 |  | 0
997000 | DFO NG_SHE~1 | 345 | 101 | 1400 | 0 | 0 | 0 | 0 | 0 | 0 | 0.00254 |  | 0
113073 | PALMER | 23 | 101 | 1100 | 0 | 0 | 0 | 0 | 0 | 0 | 0.00255 |  | 0
993012 | SUN_PALMER | 115 | 101 | 1100 | 19.2 | 0 | 19.2 | 19.2 | 0 | 0 | 0.00255 |  | 0
105357 | FARMWOOD_SC1 | 12.5 | 101 | 563 | 0 | 0 | 0 | 0 | 0 | 0 | 0.00258 |  | 0
105358 | FARMWOOD_SC2 | 12.5 | 101 | 563 | 0 | 0 | 0 | 0 | 0 | 0 | 0.00258 |  | 0
105362 | WES CONCORD | 4.16 | 101 | 644 | 13 | 0 | 13 | 13 | 0 | 0 | 0.00258 |  | 0
997332 | SUN_KENT C~1 | 115 | 101 | 1410 | 0 | 0 | 0 | 0 | 0 | 0 | 0.00266 |  | 0
997385 | SUN_KENT C~1 | 34.5 | 101 | 1410 | 0 | 0 | 0 | 0 | 0 | 0 | 0.00266 |  | 0
997327 | SUN_DRUMROCK | 115 | 101 | 1410 | 0 | 0 | 0 | 0 | 0 | 0 | 0.00269 |  | 0
117485 | RI_WED_GEN | 0.6 | 101 | 1410 | 0 | 0 | 0 | 0 | 0 | 0 | 0.0027 |  | 0
117486 | RI WED G2 | 0.6 | 101 | 1410 | 0 | 0 | 0 | 0 | 0 | 0 | 0.0027 |  | 0
997463 | SUN_NEW LO~1 | 115 | 101 | 1410 | 0 | 0 | 0 | 0 | 0 | 0 | 0.00276 |  | 0
117503 | S-SKY-2228_L | 0.48 | 101 | 1410 | 0 | 0 | 0 | 0 | 0 | 0 | 0.00282 |  | 0
117514 | HOPE_0.385KV | 0.38 | 101 | 1410 | 0 | 0 | 0 | 0 | 0 | 0 | 0.00282 |  | 0
117505 | S-SKY-WCR_L | 0.48 | 101 | 1410 | 0 | 0 | 0 | 0 | 0 | 0 | 0.00286 |  | 0
997342 | SUN_W CRAN~1 | 115 | 101 | 1410 | 0 | 0 | 0 | 0 | 0 | 0 | 0.00286 |  | 0
117455 | RIDGEWOOD LD | 13.8 | 101 | 1410 | 0 | 0 | 0 | 0 | 0 | 0 | 0.00296 |  | 0
995034 | SUN_S-MILF~1 | 115 | 101 | 640 | 16 | 0 | 16 | 16 | 0 | 0 | 0.00296 |  | 0
117446 | J LANDFIL P2 | 4.2 | 101 | 1410 | 0 | 0 | 0 | 0 | 0 | 0 | 0.00298 |  | 0
117501 | J_LANDF_L | 0.6 | 101 | 1410 | 0 | 0 | 0 | 0 | 0 | 0 | 0.00298 |  | 0
117436 | RISE CT1 | 18 | 101 | 1410 | 183.1 | 0 | 183.1 | 183.1 | 0 | 0 | 0.00299 |  | 0
117437 | RISE ST | 18 | 101 | 1410 | 185.48 | 0 | 185.48 | 185.48 | 0 | 0 | 0.00299 |  | 0
117438 | RISE CT2 | 18 | 101 | 1410 | 183.1 | 0 | 183.1 | 183.1 | 0 | 0 | 0.00299 |  | 0
997311 | SUN_JOHNST~1 | 115 | 101 | 1410 | 0 | 0 | 0 | 0 | 0 | 0 | 0.00301 |  | 0
997353 | SUN_PUTNAM~1 | 115 | 101 | 1410 | 0 | 0 | 0 | 0 | 0 | 0 | 0.00307 |  | 0
105700 | AMOSKEAG N. | 2.3 | 101 | 644 | 8.75 | 0 | 8.75 | 8.75 | 0 | 0 | 0.00308 |  | 0
105701 | AMOSKEAG S. | 2.3 | 101 | 644 | 8.75 | 0 | 8.75 | 8.75 | 0 | 0 | 0.00308 |  | 0
117426 | MANCHSTR 09A | 13.8 | 101 | 1410 | 106.94 | 0 | 106.94 | 106.94 | 0 | 0 | 0.00308 |  | 0
117427 | MANCHSTR 10A | 13.8 | 101 | 1410 | 109.03 | 0 | 109.03 | 109.03 | 0 | 0 | 0.00308 |  | 0
117428 | MANCHSTR 11A | 13.8 | 101 | 1410 | 107.53 | 0 | 107.53 | 107.53 | 0 | 0 | 0.00308 |  | 0
117431 | FRNKLNSQ SC1 | 11.5 | 101 | 1410 | 47.06 | 0 | 47.06 | 47.06 | 0 | 0 | 0.00308 |  | 0
117432 | FRNKLNSQ SC2 | 11.5 | 101 | 1410 | 47.97 | 0 | 47.97 | 47.97 | 0 | 0 | 0.00308 |  | 0
117433 | FRNKLNSQ SC3 | 11.5 | 101 | 1410 | 49.47 | 0 | 49.47 | 49.47 | 0 | 0 | 0.00308 |  | 0
997346 | SUN_WOLF H~1 | 115 | 101 | 1410 | 0 | 0 | 0 | 0 | 0 | 0 | 0.00309 |  | 0
105374 | GARVINS HYD | 11 | 101 | 644 | 7.66 | 0 | 7.66 | 7.66 | 0 | 0 | 0.00313 |  | 0
105375 | HOOKSET HYD | 11 | 101 | 644 | 7.15 | 0 | 7.15 | 7.15 | 0 | 0 | 0.00313 |  | 0
994484 | SUN_GARVINS | 115 | 101 | 640 | 17.5 | 0 | 17.5 | 17.5 | 0 | 0 | 0.00313 |  | 0
997005 | BAT_W FARN~1 | 115 | 101 | 1400 | 0 | 0 | 0 | 0 | 0 | 0 | 0.00315 |  | 0
997012 | SUN_NASONV~1 | 115 | 101 | 1400 | 0 | 0 | 0 | 0 | 0 | 0 | 0.00315 |  | 0
105385 | MERRIMACK_G1 | 14.4 | 101 | 643 | 112.5 | 0 | 112.5 | 112.5 | 0 | 0 | 0.00318 |  | 0
105386 | MERRIMACK_G2 | 24 | 101 | 643 | 335.49 | 0 | 335.49 | 335.49 | 0 | 0 | 0.00318 |  | 0
105387 | MERRIMACK_CT | 13.8 | 101 | 643 | 35.4 | 0 | 35.4 | 35.4 | 0 | 0 | 0.00318 |  | 0
997349 | SUN_WOONSO~1 | 115 | 101 | 1410 | 0 | 0 | 0 | 0 | 0 | 0 | 0.00322 |  | 0
994502 | WND_PINE H~1 | 115 | 101 | 640 | 4.98 | 0 | 4.98 | 4.98 | 0 | 0 | 0.00328 |  | 0
109550 | BELLOWS FALS | 6.9 | 101 | 400 | 0 | 0 | 0 | 0 | 0 | 0 | 0.00334 |  | 0
998940 | SUN_WESTMI~1 | 12.5 | 101 | 822 | 0 | 0 | 0 | 0 | 0 | 0 | 0.00334 |  | 0
111095 | ANP BLKSTN 1 | 21 | 101 | 1023 | 0 | 0 | 0 | 0 | 0 | 0 | 0.0034 |  | 0
111096 | ANP BLKSTN 2 | 21 | 101 | 1023 | 0 | 0 | 0 | 0 | 0 | 0 | 0.0034 |  | 0
994734 | WND_BRAYTN~1 | 345 | 101 | 1140 | 0 | 0 | 0 | 0 | 0 | 0 | 0.00349 |  | 0
111084 | NEA BELL GT1 | 13.8 | 101 | 1023 | 0 | 0 | 0 | 0 | 0 | 0 | 0.00361 |  | 0
111085 | NEA BELL GT2 | 13.8 | 101 | 1023 | 0 | 0 | 0 | 0 | 0 | 0 | 0.00361 |  | 0
111086 | NEA BELL ST1 | 13.8 | 101 | 1023 | 0 | 0 | 0 | 0 | 0 | 0 | 0.00361 |  | 0
117434 | TIVERTON GT | 18 | 101 | 1410 | 0 | 0 | 0 | 0 | 0 | 0 | 0.00366 |  | 0
117435 | TIVERTON ST | 13.8 | 101 | 1410 | 0 | 0 | 0 | 0 | 0 | 0 | 0.00366 |  | 0
997357 | SUN_Tiverton | 115 | 101 | 1410 | 0 | 0 | 0 | 0 | 0 | 0 | 0.00366 |  | 0
998179 | NG_NAVY TAP | 69 | 101 | 1420 | 6.27 | 0 | 6.27 | 6.27 | 0 | 0 | 0.00366 |  | 0
998187 | SUN_JEPSON | 13.8 | 101 | 1420 | 20.97 | 0 | 20.97 | 20.97 | 0 | 0 | 0.00366 |  | 0
105633 | GRANITE R ST | 16 | 101 | 643 | 231.83 | 0 | 231.83 | 231.83 | 0 | 0 | 0.00367 |  | 0
991378 | SUN BAT_BE~1 | 115 | 101 | 1050 | 279.36 | 0 | 880 | 279.36 | 0 | 600.64 | 0.00369 |  | 0
111316 | DARTMTH PWRA | 13.8 | 101 | 1053 | 0 | 0 | 0 | 0 | 0 | 0 | 0.00379 |  | 0
111317 | DARTMTH PWRB | 13.8 | 101 | 1053 | 0 | 0 | 0 | 0 | 0 | 0 | 0.00379 |  | 0
115742 | DIGHTON PWR | 22 | 101 | 1160 | 168 | 0 | 168 | 168 | 0 | 0 | 0.00379 |  | 0
991265 | SUN BAT_FI~1 | 115 | 101 | 1050 | 0 | 0 | 0 | 0 | 0 | 0 | 0.00379 |  | 0
991267 | BAT_CROSS ~1 | 115 | 101 | 1050 | 129.81 | 0 | 246 | 129.81 | 0 | 116.19 | 0.00379 |  | 0
991275 | SUN BAT_CR~1 | 115 | 101 | 1050 | 14.5 | 0 | 14.5 | 14.5 | 0 | 0 | 0.00379 |  | 0
105882 | MINES FALLS | 34.5 | 101 | 644 | 0.83 | 0 | 0.83 | 0.83 | 0 | 0 | 0.00381 |  | 0
115689 | CLEARY G8-9A | 13.8 | 101 | 1254 | 46.82 | 0 | 46.82 | 46.82 | 0 | 0 | 0.00382 |  | 0
115690 | CLEARY G9 | 13.8 | 101 | 1254 | 84.18 | 0 | 84.18 | 84.18 | 0 | 0 | 0.00382 |  | 0
991268 | SUN BAT_IN~1 | 115 | 101 | 1050 | 40.45 | 0 | 40.45 | 40.45 | 0 | 0 | 0.00384 |  | 0
105415 | ROCH LANDFIL | 4.16 | 101 | 604 | 4.98 | 0 | 4.98 | 4.98 | 0 | 0 | 0.00386 |  | 0
994517 | SUN_EASTPORT | 115 | 101 | 600 | 38 | 0 | 38 | 38 | 0 | 0 | 0.00386 |  | 0
994704 | SUN_BRENTW~1 | 115 | 101 | 600 | 10 | 0 | 10 | 10 | 0 | 0 | 0.00386 |  | 0
105450 | SCHILLER_G4 | 13.8 | 101 | 603 | 47.5 | 0 | 47.5 | 47.5 | 0 | 0 | 0.0039 |  | 0
105451 | SCHILLER_G5 | 13.8 | 101 | 603 | 49.6 | 0 | 49.6 | 49.6 | 0 | 0 | 0.0039 |  | 0
105452 | SCHILLER_G6 | 13.8 | 101 | 603 | 48 | 0 | 48 | 48 | 0 | 0 | 0.0039 |  | 0
105454 | SCHILLER JET | 13.8 | 101 | 604 | 17.62 | 0 | 17.62 | 17.62 | 0 | 0 | 0.0039 |  | 0
991272 | SUN BAT_AR~1 | 115 | 101 | 1050 | 7 | 0 | 7 | 7 | 0 | 0 | 0.00394 |  | 0
991273 | SUN BAT_WI~1 | 115 | 101 | 1050 | 28.43 | 0 | 28.43 | 28.43 | 0 | 0 | 0.00394 |  | 0
991271 | SUN BAT_CR~2 | 115 | 101 | 1050 | 27.96 | 0 | 27.96 | 27.96 | 0 | 0 | 0.00397 |  | 0
114861 | ANP BLLNGHM1 | 21 | 101 | 1140 | 0 | 0 | 0 | 0 | 0 | 0 | 0.00399 |  | 0
114862 | ANP BLLNGHM2 | 21 | 101 | 1140 | 0 | 0 | 0 | 0 | 0 | 0 | 0.00399 |  | 0
994757 | BAT_S WREN~1 | 115 | 101 | 1140 | 0 | 0 | 0 | 0 | 0 | 0 | 0.00399 |  | 0
991140 | SUN BAT_RO~1 | 115 | 101 | 1030 | 24.62 | 0 | 24.62 | 24.62 | 0 | 0 | 0.004 |  | 0
100484 | SANFORD | 34.5 | 101 | 112 | 0 | 0 | 0 | 0 | 0 | 0 | 0.00403 |  | 0
100351 | KIBBY STRNG1 | 1 | 101 | 144 | 6.03 | 0 | 6.03 | 6.03 | 0 | 0 | 0.00404 |  | 0
100352 | KIBBY STRNG2 | 1 | 101 | 144 | 0 | 0 | 0 | 0 | 0 | 0 | 0.00404 |  | 0
100353 | KIBBY STRNG3 | 1 | 101 | 144 | 6.03 | 0 | 6.03 | 6.03 | 0 | 0 | 0.00404 |  | 0
100354 | KIBBY STRNG4 | 1 | 101 | 144 | 4.17 | 0 | 4.17 | 4.17 | 0 | 0 | 0.00404 |  | 0
100355 | KIBBY W DVAR | 34.5 | 101 | 144 | 0 | 0 | 0 | 0 | 0 | 0 | 0.00404 |  | 0
100356 | HARRIS HY T1 | 13.8 | 101 | 113 | 17 | 0 | 17 | 17 | 0 | 0 | 0.00404 |  | 0
100357 | HARRIS HY T2 | 13.8 | 101 | 113 | 0 | 0 | 0 | 0 | 0 | 0 | 0.00404 |  | 0
100358 | HARRIS HY T3 | 13.8 | 101 | 113 | 0 | 0 | 0 | 0 | 0 | 0 | 0.00404 |  | 0
100359 | VERJAY RILEY | 2.4 | 101 | 114 | 6.6 | 0 | 6.6 | 6.6 | 0 | 0 | 0.00404 |  | 0
100360 | WYMAN HYD#1 | 13.8 | 101 | 113 | 29.01 | 0 | 29.01 | 29.01 | 0 | 0 | 0.00404 |  | 0
100361 | WYMAN HYD#2 | 13.8 | 101 | 113 | 29.9 | 0 | 29.9 | 29.9 | 0 | 0 | 0.00404 |  | 0
100362 | WYMAN HYD#3 | 13.8 | 101 | 113 | 0 | 0 | 0 | 0 | 0 | 0 | 0.00404 |  | 0
100363 | WILLIAMS #1 | 6.9 | 101 | 113 | 8.22 | 0 | 8.22 | 8.22 | 0 | 0 | 0.00404 |  | 0
100364 | WILLIAMS #2 | 6.9 | 101 | 113 | 0 | 0 | 0 | 0 | 0 | 0 | 0.00404 |  | 0
100367 | YARMOUTH #3 | 14.4 | 101 | 113 | 116 | 0 | 116 | 116 | 0 | 0 | 0.00404 |  | 0
100368 | YARMOUTH #4 | 22 | 101 | 113 | 0 | 0 | 0 | 0 | 0 | 0 | 0.00404 |  | 0
100370 | AEI LIVERMRE | 13.8 | 101 | 113 | 35.3 | 0 | 35.3 | 35.3 | 0 | 0 | 0.00404 |  | 0
100372 | SEA STRATTON | 13.8 | 101 | 113 | 0 | 0 | 0 | 0 | 0 | 0 | 0.00404 |  | 0
100377 | VERSOCOGEN#1 | 13.8 | 101 | 113 | 0 | 0 | 0 | 0 | 0 | 0 | 0.00404 |  | 0
100378 | VERSOCOGEN#2 | 13.8 | 101 | 113 | 44.64 | 0 | 45.17 | 44.64 | 0 | 0.53 | 0.00404 |  | 0
100379 | VERSOCOGEN#3 | 13.8 | 101 | 113 | 44.1 | 0 | 44.1 | 44.1 | 0 | 0 | 0.00404 |  | 0
100381 | RUMFORD PA C | 18 | 101 | 113 | 160.06 | 0 | 160.06 | 160.06 | 0 | 0 | 0.00404 |  | 0
100382 | RUMFORD PA S | 13.8 | 101 | 113 | 84.88 | 0 | 84.88 | 84.88 | 0 | 0 | 0.00404 |  | 0
100386 | WESTBROOK C1 | 18 | 101 | 113 | 174.71 | 0 | 174.71 | 174.71 | 0 | 0 | 0.00404 |  | 0
100387 | WESTBROOK C2 | 18 | 101 | 113 | 174.71 | 0 | 174.71 | 174.71 | 0 | 0 | 0.00404 |  | 0
100388 | WESTBROOK ST | 18 | 101 | 113 | 180.58 | 0 | 180.58 | 180.58 | 0 | 0 | 0.00404 |  | 0
100389 | BUCKSPORT G4 | 18 | 101 | 113 | 160.3 | 0 | 160.3 | 160.3 | 0 | 0 | 0.00404 |  | 0
100398 | RUMF FLS LH1 | 11.5 | 101 | 114 | 6.77 | 0 | 6.77 | 6.77 | 0 | 0 | 0.00404 |  | 0
100399 | RUMF FLS LH2 | 11.5 | 101 | 114 | 6.77 | 0 | 6.77 | 6.77 | 0 | 0 | 0.00404 |  | 0
100410 | HYD KENNEBEC | 4.16 | 101 | 113 | 7.83 | 0 | 7.83 | 7.83 | 0 | 0 | 0.00404 |  | 0
100411 | RUMF FLS UH4 | 4.16 | 101 | 114 | 0 | 0 | 0 | 0 | 0 | 0 | 0.00404 |  | 0
100412 | RUMF FLS UH2 | 11.5 | 101 | 114 | 15.45 | 0 | 15.45 | 15.45 | 0 | 0 | 0.00404 |  | 0
100413 | RUMF FLS UH1 | 11.5 | 101 | 114 | 7.2 | 0 | 7.2 | 7.2 | 0 | 0 | 0.00404 |  | 0
100416 | NEWPAGE BUS3 | 13.8 | 101 | 112 | 10 | 0 | 10 | 10 | 0 | 0 | 0.00404 |  | 0
100418 | SAPPI WBRK 9 | 13.8 | 101 | 112 | 32.12 | 0 | 32.12 | 32.12 | 0 | 0 | 0.00404 |  | 0
100419 | SAPPI WBRK10 | 13.8 | 101 | 112 | 10.95 | 0 | 10.95 | 10.95 | 0 | 0 | 0.00404 |  | 0
100420 | VERSO JAY A | 13.8 | 101 | 112 | 34.5 | 0 | 34.5 | 34.5 | 0 | 0 | 0.00404 |  | 0
100421 | VERSO JAY B | 13.8 | 101 | 112 | 34.5 | 0 | 34.5 | 34.5 | 0 | 0 | 0.00404 |  | 0
100422 | SAPPI SMSTG1 | 13.8 | 101 | 114 | 0 | 0 | 0 | 0 | 0 | 0 | 0.00404 |  | 0
100423 | SAPPI SMSTG2 | 13.8 | 101 | 114 | 60 | 0 | 60 | 60 | 0 | 0 | 0.00404 |  | 0
100425 | NEWPAGE COGN | 13.8 | 101 | 113 | 119 | 1 | 119 | 119 | 0 | 0 | 0.00404 |  | 0
100427 | VERJAY LVRHY | 2.3 | 101 | 114 | 6 | 0 | 6 | 6 | 0 | 0 | 0.00404 |  | 0
100428 | VERJAY JAYHY | 4.16 | 101 | 114 | 3 | 0 | 3 | 3 | 0 | 0 | 0.00404 |  | 0
100431 | VERJAY OTIS | 4.16 | 101 | 114 | 10.4 | 0 | 10.4 | 10.4 | 0 | 0 | 0.00404 |  | 0
100432 | VERSO JAY C | 13.8 | 101 | 112 | 39.6 | 0 | 39.6 | 39.6 | 0 | 0 | 0.00404 |  | 0
100448 | BONNY EAGLE | 2.4 | 101 | 114 | 0 | 0 | 0 | 0 | 0 | 0 | 0.00404 |  | 0
100449 | HIRAM HYDRO | 2.4 | 101 | 114 | 11.6 | 0 | 11.6 | 11.6 | 0 | 0 | 0.00404 |  | 0
100450 | ATHENS | 13.8 | 101 | 112 | 0 | 0 | 0 | 0 | 0 | 0 | 0.00404 |  | 0
100460 | MONTY HYDRO | 12 | 101 | 114 | 28 | 0 | 28 | 28 | 0 | 0 | 0.00404 |  | 0
100461 | HARRIS HYD4 | 2.4 | 101 | 114 | 0 | 0 | 0 | 0 | 0 | 0 | 0.00404 |  | 0
100462 | DEER RIPS | 13.2 | 101 | 114 | 9.2 | 0 | 9.2 | 9.2 | 0 | 0 | 0.00404 |  | 0
100463 | SKELTON HYD2 | 6.9 | 101 | 114 | 0 | 0 | 0 | 0 | 0 | 0 | 0.00404 |  | 0
100464 | ECO ME PTRR | 13.2 | 101 | 114 | 0 | 0 | 0 | 0 | 0 | 0 | 0.00404 |  | 0
100465 | CAPE GT 4 | 13.2 | 101 | 113 | 0 | 0 | 0 | 0 | 0 | 0 | 0.00404 |  | 0
100466 | CAPE GT 5 | 13.2 | 101 | 113 | 0 | 0 | 0 | 0 | 0 | 0 | 0.00404 |  | 0
100468 | WESTON HYDRO | 7.2 | 101 | 114 | 0 | 0 | 0 | 0 | 0 | 0 | 0.00404 |  | 0
100469 | MILLER HYDRO | 4.16 | 101 | 114 | 19.4 | 0 | 19.4 | 19.4 | 0 | 0 | 0.00404 |  | 0
100470 | PEJEPSCOT | 4.16 | 101 | 114 | 10.21 | 0 | 10.21 | 10.21 | 0 | 0 | 0.00404 |  | 0
100471 | BRUNSWICK | 13.2 | 101 | 114 | 20.2 | 0 | 20.2 | 20.2 | 0 | 0 | 0.00404 |  | 0
100473 | SKELTON HYD1 | 6.9 | 101 | 114 | 0 | 0 | 0 | 0 | 0 | 0 | 0.00404 |  | 0
100474 | CATRACT EAST | 11.5 | 101 | 114 | 8.9 | 0 | 8.9 | 8.9 | 0 | 0 | 0.00404 |  | 0
100475 | NORTH GORHAM | 13.2 | 101 | 114 | 0 | 0 | 0 | 0 | 0 | 0 | 0.00404 |  | 0
100476 | BAR MILLS HY | 2.4 | 101 | 114 | 0 | 0 | 0 | 0 | 0 | 0 | 0.00404 |  | 0
100477 | SHAWMUT G1-3 | 2.4 | 101 | 114 | 0 | 0 | 0 | 0 | 0 | 0 | 0.00404 |  | 0
100478 | SHAWMUT G4-6 | 2.4 | 101 | 114 | 0 | 0 | 0 | 0 | 0 | 0 | 0.00404 |  | 0
100479 | LOCKWOOD HYD | 4 | 101 | 114 | 0 | 0 | 0 | 0 | 0 | 0 | 0.00404 |  | 0
100480 | SHAWMUT G7-8 | 4 | 101 | 114 | 0 | 0 | 0 | 0 | 0 | 0 | 0.00404 |  | 0
100481 | W BUXTON HYD | 2.3 | 101 | 114 | 0 | 0 | 0 | 0 | 0 | 0 | 0.00404 |  | 0
100483 | AZISCOHOS HY | 4.16 | 101 | 114 | 6.8 | 0 | 6.8 | 6.8 | 0 | 0 | 0.00404 |  | 0
100485 | GULF ISL G1 | 13.2 | 101 | 114 | 6.14 | 0 | 6.14 | 6.14 | 0 | 0 | 0.00404 |  | 0
100486 | GULF ISL G2 | 13.2 | 101 | 114 | 0 | 0 | 0 | 0 | 0 | 0 | 0.00404 |  | 0
100487 | GULF ISL G3 | 13.2 | 101 | 114 | 0 | 0 | 0 | 0 | 0 | 0 | 0.00404 |  | 0
100492 | CASCO BATT | 0.53 | 101 | 113 | 0 | 0 | 0 | 0 | 0 | 0 | 0.00404 |  | 0
100562 | ROXWIND_WTG | 0.69 | 101 | 114 | 0 | 0 | 0 | 0 | 0 | 0 | 0.00404 |  | 0
100688 | MADP ANSONHY | 4.16 | 101 | 134 | 7.01 | 0 | 7.01 | 7.01 | 0 | 0 | 0.00404 |  | 0
100689 | MADP ABNKI 5 | 4.16 | 101 | 134 | 0 | 0 | 0 | 0 | 0 | 0 | 0.00404 |  | 0
100690 | MADP ABNKI 6 | 4.2 | 101 | 134 | 0 | 0 | 0 | 0 | 0 | 0 | 0.00404 |  | 0
100707 | RCRDHL STR1 | 0.69 | 101 | 114 | 6.8 | 0 | 6.8 | 6.8 | 0 | 0 | 0.00404 |  | 0
100708 | RCRDHL STR2 | 0.69 | 101 | 114 | 6.8 | 0 | 6.8 | 6.8 | 0 | 0 | 0.00404 |  | 0
100716 | CANTON | 6 | 101 | 114 | 0 | 0 | 0 | 0 | 0 | 0 | 0.00404 |  | 0
100721 | SPRUCEMT WND | 0.69 | 101 | 114 | 0 | 0 | 0 | 0 | 0 | 0 | 0.00404 |  | 0
100724 | SADLBCK_G | 6 | 101 | 114 | 3.75 | 0 | 3.75 | 3.75 | 0 | 0 | 0.00404 |  | 0
100735 | BINGHAM G1 | 0.65 | 101 | 113 | 0 | 0 | 0 | 0 | 0 | 0 | 0.00404 |  | 0
100736 | BINGHAM G2 | 0.65 | 101 | 113 | 4.98 | 0 | 4.98 | 4.98 | 0 | 0 | 0.00404 |  | 0
100737 | BINGHAM G3 | 0.65 | 101 | 113 | 6.09 | 0 | 6.09 | 6.09 | 0 | 0 | 0.00404 |  | 0
100738 | BINGHAM G4 | 0.65 | 101 | 113 | 5.53 | 0 | 5.53 | 5.53 | 0 | 0 | 0.00404 |  | 0
100739 | BINGHAM G5 | 0.65 | 101 | 113 | 8.3 | 0 | 8.3 | 8.3 | 0 | 0 | 0.00404 |  | 0
100749 | BINGHAM S1 | 12.5 | 101 | 113 | 0 | 0 | 0 | 0 | 0 | 0 | 0.00404 |  | 0
100758 | SANFORD G1 | 0.6 | 101 | 113 | 0 | 0 | 0 | 0 | 0 | 0 | 0.00404 |  | 0
100777 | PITTFD_GEN | 0.4 | 101 | 113 | 0 | 0 | 0 | 0 | 0 | 0 | 0.00404 |  | 0
100851 | ANDOVER | 12 | 101 | 112 | 0 | 0 | 0 | 0 | 0 | 0 | 0.00404 |  | 0
100870 | FRMSLR_AGG | 0.6 | 101 | 113 | 0 | 0 | 0 | 0 | 0 | 0 | 0.00404 |  | 0
101062 | RICE RIPS | 34.5 | 101 | 112 | 0 | 0 | 0 | 0 | 0 | 0 | 0.00404 |  | 0
102101 | PITTSFIELD_H | 4 | 101 | 112 | 0 | 0 | 0 | 0 | 0 | 0 | 0.00404 |  | 0
102195 | MECH FLS HYD | 34.5 | 101 | 112 | 0 | 0 | 0 | 0 | 0 | 0 | 0.00404 |  | 0
103050 | STSN_CL1 AGG | 0.57 | 101 | 363 | 0 | 0 | 0 | 0 | 0 | 0 | 0.00404 |  | 0
103051 | STSN_CL2 AGG | 0.57 | 101 | 363 | 0 | 0 | 0 | 0 | 0 | 0 | 0.00404 |  | 0
103052 | STSN_CL3 AGG | 0.57 | 101 | 363 | 0 | 0 | 0 | 0 | 0 | 0 | 0.00404 |  | 0
103060 | MIS G1 | 18 | 101 | 353 | 0 | 0 | 0 | 0 | 0 | 0 | 0.00404 |  | 0
103061 | MIS G2 | 18 | 101 | 353 | 115.24 | 0 | 157.84 | 115.24 | 0 | 42.6 | 0.00404 |  | 0
103062 | MIS ST | 18 | 101 | 353 | 176.98 | 0 | 176.98 | 176.98 | 0 | 0 | 0.00404 |  | 0
103066 | PERC | 13.8 | 101 | 353 | 21.76 | 0 | 21.76 | 21.76 | 0 | 0 | 0.00404 |  | 0
103067 | INDECK 5GT | 12.5 | 101 | 353 | 0 | 0 | 0 | 0 | 0 | 0 | 0.00404 |  | 0
103069 | WEST ENFIELD | 13.2 | 101 | 364 | 0 | 0 | 0 | 0 | 0 | 0 | 0.00404 |  | 0
103070 | INDECK 6GT | 12.5 | 101 | 384 | 24.5 | 0 | 24.5 | 24.5 | 0 | 0 | 0.00404 |  | 0
103076 | PPL MILFORD | 4.16 | 101 | 354 | 0 | 0 | 0 | 0 | 0 | 0 | 0.00404 |  | 0
103077 | OT MILL_ST | 4.16 | 101 | 352 | 0 | 0 | 0 | 0 | 0 | 0 | 0.00404 |  | 0
103079 | ELLSWRTH HYD | 2.3 | 101 | 374 | 0 | 0 | 0 | 0 | 0 | 0 | 0.00404 |  | 0
103090 | ROLNS C1 AGG | 0.69 | 101 | 364 | 0 | 0 | 0 | 0 | 0 | 0 | 0.00404 |  | 0
103093 | ROLNS C2 AGG | 0.69 | 101 | 364 | 0 | 0 | 0 | 0 | 0 | 0 | 0.00404 |  | 0
103107 | DOLBY HYDRO8 | 6.9 | 101 | 364 | 3.01 | 0 | 3.01 | 3.01 | 0 | 0 | 0.00404 |  | 0
103119 | WELDON HYDRO | 6.9 | 101 | 364 | 18.54 | 0 | 18.54 | 18.54 | 0 | 0 | 0.00404 |  | 0
103123 | MILLNKT HY18 | 13.8 | 101 | 364 | 15.76 | 0 | 15.76 | 15.76 | 0 | 0 | 0.00404 |  | 0
103124 | MILLNKT HY25 | 6.9 | 101 | 364 | 23.33 | 0 | 23.33 | 23.33 | 0 | 0 | 0.00404 |  | 0
103129 | HANCOCK_DVAR | 0.48 | 101 | 381 | 0 | 0 | 0 | 0 | 0 | 0 | 0.00404 |  | 0
103131 | EMILLNCKT HY | 6.9 | 101 | 364 | 9.27 | 0 | 9.27 | 9.27 | 0 | 0 | 0.00404 |  | 0
103132 | DOLBY HYDRO | 6.9 | 101 | 364 | 14.37 | 0 | 14.37 | 14.37 | 0 | 0 | 0.00404 |  | 0
103133 | MCKAY GEN1 | 6.9 | 101 | 363 | 10.43 | 0 | 10.43 | 10.43 | 0 | 0 | 0.00404 |  | 0
103134 | MCKAY GEN2 | 6.9 | 101 | 363 | 10.43 | 0 | 10.43 | 10.43 | 0 | 0 | 0.00404 |  | 0
103135 | MCKAY GEN3 | 6.9 | 101 | 363 | 11.36 | 0 | 11.36 | 11.36 | 0 | 0 | 0.00404 |  | 0
103140 | BULL HIL WND | 0.65 | 101 | 384 | 0 | 0 | 0 | 0 | 0 | 0 | 0.00404 |  | 0
103141 | NORTHTWIN HY | 2.3 | 101 | 364 | 9.5 | 0 | 9.5 | 9.5 | 0 | 0 | 0.00404 |  | 0
103143 | OAKFIELD_SC | 12.5 | 101 | 364 | 0 | 0 | 0 | 0 | 0 | 0 | 0.00404 |  | 0
103147 | OAKFIELD_STR | 0.65 | 101 | 364 | 0 | 0 | 0 | 0 | 0 | 0 | 0.00404 |  | 0
103152 | PISG_GEN_EQV | 0.69 | 101 | 353 | 0 | 0 | 0 | 0 | 0 | 0 | 0.00404 |  | 0
103166 | PASSADGENAG1 | 0.65 | 101 | 353 | 0 | 0 | 0 | 0 | 0 | 0 | 0.00404 |  | 0
103169 | PASSADGENAG2 | 0.65 | 101 | 353 | 0 | 0 | 0 | 0 | 0 | 0 | 0.00404 |  | 0
103170 | PASSAD CDVAR | 0.48 | 101 | 353 | 0 | 0 | 0 | 0 | 0 | 0 | 0.00404 |  | 0
103173 | HANCOCK_AGC1 | 0.6 | 101 | 384 | 0 | 0 | 0 | 0 | 0 | 0 | 0.00404 |  | 0
103174 | HANCOCK_AGC2 | 0.6 | 101 | 384 | 0 | 0 | 0 | 0 | 0 | 0 | 0.00404 |  | 0
105257 | SACO VLY_SC1 | 12.5 | 101 | 563 | 0 | 0 | 0 | 0 | 0 | 0 | 0.00404 |  | 0
105258 | SACO VLY_SC2 | 12.5 | 101 | 563 | 0 | 0 | 0 | 0 | 0 | 0 | 0.00404 |  | 0
911597 | NBNE_CLCOV | 345 | 105 | 15 | 700 | 0 | 700 | 700 | 0 | 0 | 0.00404 |  | 0
911600 | QP670-PV | 0.6 | 101 | 110 | 77.1 | 0 | 77.1 | 77.1 | 0 | 0 | 0.00404 |  | 0
990180 | SUN_LOVELL | 115 | 101 | 110 | 0 | 0 | 0 | 0 | 0 | 0 | 0.00404 |  | 0
990770 | BAT_W MEDW~1 | 345 | 101 | 1020 | 250 | 0 | 250 | 250 | 0 | 0 | 0.00404 |  | 0
992036 | SUN_WARREN | 34.5 | 101 | 112 | 6.93 | 0 | 6.93 | 6.93 | 0 | 0 | 0.00404 |  | 0
992221 | SUN_WASHIN~1 | 34.5 | 101 | 112 | 5 | 0 | 5 | 5 | 0 | 0 | 0.00404 |  | 0
991141 | SUN BAT_TR~1 | 115 | 101 | 1030 | 12.69 | 0 | 33.74 | 12.69 | 0 | 21.05 | 0.00405 |  | 0
111188 | SEMASS G1 | 13.8 | 101 | 1033 | 0 | 0 | 0 | 0 | 0 | 0 | 0.00406 |  | 0
111189 | SEMASS G2 | 13.8 | 101 | 1033 | 0 | 0 | 0 | 0 | 0 | 0 | 0.00406 |  | 0
111181 | BW-PV_1 | 0.4 | 101 | 1032 | 0 | 0 | 0 | 0 | 0 | 0 | 0.00407 |  | 0
111182 | BW-PV_2 | 0.4 | 101 | 1032 | 0 | 0 | 0 | 0 | 0 | 0 | 0.00407 |  | 0
111183 | BW-PV_3 | 0.4 | 101 | 1032 | 0 | 0 | 0 | 0 | 0 | 0 | 0.00407 |  | 0
991152 | BAT_WAREHA~1 | 115 | 101 | 1030 | 244.22 | 0 | 348.18 | 244.22 | 0 | 103.96 | 0.00407 |  | 0
991155 | SUN_WAREHA~1 | 115 | 101 | 1030 | 9.5 | 0 | 9.5 | 9.5 | 0 | 0 | 0.00407 |  | 0
991156 | SUN BAT_VA~1 | 115 | 101 | 1030 | 9.98 | 0 | 9.98 | 9.98 | 0 | 0 | 0.00409 |  | 0
111248 | WEST TISBURY | 14.4 | 101 | 1044 | 0 | 0 | 0 | 0 | 0 | 0 | 0.0041 |  | 0
111253 | OAK BLUFFS | 23 | 101 | 1043 | 0 | 0 | 0 | 0 | 0 | 0 | 0.0041 |  | 0
991204 | SUN BAT_FA~1 | 115 | 101 | 1040 | 0 | 0 | 0 | 0 | 0 | 0 | 0.0041 |  | 0
991245 | SUN BAT_SA~1 | 115 | 101 | 1040 | 0 | 0 | 0 | 0 | 0 | 0 | 0.0041 |  | 0
111202 | BARNSTABLE | 115 | 101 | 1040 | 0 | 0 | 0 | 0 | 0 | 0 | 0.00411 |  | 0
111346 | QP624_SC2 | 33 | 101 | 1040 | 0 | 0 | 0 | 0 | 0 | 0 | 0.00411 |  | 0
111347 | QP624_SC1 | 33 | 101 | 1040 | 0 | 0 | 0 | 0 | 0 | 0 | 0.00411 |  | 0
111365 | QP624-2B | 0.69 | 101 | 1043 | 0 | 0 | 0 | 0 | 0 | 0 | 0.00411 |  | 0
111366 | QP624-2A | 0.69 | 101 | 1043 | 0 | 0 | 0 | 0 | 0 | 0 | 0.00411 |  | 0
111367 | QP624-1B | 0.69 | 101 | 1043 | 0 | 0 | 0 | 0 | 0 | 0 | 0.00411 |  | 0
111368 | QP624-1A | 0.69 | 101 | 1043 | 0 | 0 | 0 | 0 | 0 | 0 | 0.00411 |  | 0
115978 | BUNKER CTG | 13.2 | 101 | 1170 | 0 | 0 | 0 | 0 | 0 | 0 | 0.00411 |  | 0
115979 | BUNKER BESS | 0.4 | 101 | 1170 | 0 | 0 | 0 | 0 | 0 | 0 | 0.00411 |  | 0
991133 | BAT_CARVER | 345 | 101 | 1030 | 150 | 0 | 150 | 150 | 0 | 0 | 0.00411 |  | 0
991134 | WND_W BARN~1 | 345 | 101 | 1030 | 0 | 0 | 0 | 0 | 0 | 0 | 0.00411 |  | 0
991135 | WND_W BARN~1 | 115 | 101 | 1040 | 0 | 0 | 0 | 0 | 0 | 0 | 0.00411 |  | 0
991136 | SUN_KINGST~1 | 115 | 101 | 1030 | 2.76 | 0 | 2.76 | 2.76 | 0 | 0 | 0.00411 |  | 0
991144 | BAT_BROOK ~1 | 115 | 101 | 1030 | 209.96 | 0 | 209.96 | 209.96 | 0 | 0 | 0.00411 |  | 0
991171 | SUN BAT_WE~1 | 23 | 101 | 1032 | 0 | 0 | 0 | 0 | 0 | 0 | 0.00411 |  | 0
991202 | WND_BARNST~1 | 115 | 101 | 1040 | 0 | 0 | 0 | 0 | 0 | 0 | 0.00411 |  | 0
991207 | SUN BAT_HA~1 | 115 | 101 | 1040 | 0 | 0 | 0 | 0 | 0 | 0 | 0.00411 |  | 0
991215 | SUN BAT_MA~1 | 115 | 101 | 1040 | 0 | 0 | 0 | 0 | 0 | 0 | 0.00411 |  | 0
111251 | CANAL G1 | 18 | 101 | 1043 | 0 | 0 | 0 | 0 | 0 | 0 | 0.00413 |  | 0
111252 | CANAL G2 | 18 | 101 | 1043 | 141.02 | 0 | 576.37 | 141.02 | 0 | 435.35 | 0.00413 |  | 0
111256 | CANAL 3 CTG | 25 | 101 | 1043 | 333 | 0 | 333 | 333 | 0 | 0 | 0.00413 |  | 0
990783 | WND_PILGRIM | 345 | 101 | 1020 | 0 | 0 | 0 | 0 | 0 | 0 | 0.00414 |  | 0
105464 | NEWINGTON_G1 | 24 | 101 | 603 | 407.5 | 0 | 407.5 | 407.5 | 0 | 0 | 0.00425 |  | 0
105476 | NEWINGTON_C1 | 18 | 101 | 603 | 175.28 | 0 | 175.28 | 175.28 | 0 | 0 | 0.00425 |  | 0
105477 | NEWINGTON_C2 | 18 | 101 | 603 | 175.28 | 0 | 175.28 | 175.28 | 0 | 0 | 0.00425 |  | 0
105478 | NEWINGTON_S1 | 18 | 101 | 603 | 208.95 | 0 | 208.95 | 208.95 | 0 | 0 | 0.00425 |  | 0
111092 | EDGAR ST | 18 | 101 | 1023 | 0 | 0 | 0 | 0 | 0 | 0 | 0.00429 |  | 0
111093 | EDGAR GT1 | 16 | 101 | 1023 | 0 | 0 | 0 | 0 | 0 | 0 | 0.00429 |  | 0
111097 | EDGAR GT2 | 16 | 101 | 1023 | 0 | 0 | 0 | 0 | 0 | 0 | 0.00429 |  | 0
111722 | TA WATSON 1 | 13.8 | 101 | 1063 | 0 | 0 | 0 | 0 | 0 | 0 | 0.00429 |  | 0
111723 | TA WATSON 2 | 13.8 | 101 | 1063 | 0 | 0 | 0 | 0 | 0 | 0 | 0.00429 |  | 0
111728 | POTTER 2 CT | 13.8 | 101 | 1063 | 0 | 0 | 0 | 0 | 0 | 0 | 0.00429 |  | 0
111729 | POTTER 2 ST | 13.8 | 101 | 1063 | 0 | 0 | 0 | 0 | 0 | 0 | 0.00429 |  | 0
990901 | DFO NG_EDGAR | 115 | 101 | 1020 | 0 | 0 | 0 | 0 | 0 | 0 | 0.00429 |  | 0
110950 | W MEDWAY J2 | 13.8 | 101 | 1023 | 0 | 0 | 0 | 0 | 0 | 0 | 0.00433 |  | 0
110951 | W MEDWAY JET | 13.8 | 101 | 1023 | 0 | 0 | 0 | 0 | 0 | 0 | 0.00433 |  | 0
990898 | SUN BAT_CA~1 | 115 | 101 | 1020 | 8.8 | 0 | 8.8 | 8.8 | 0 | 0 | 0.00437 |  | 0
114858 | MILFRD MA CT | 13.8 | 101 | 1140 | 109.83 | 0 | 109.83 | 109.83 | 0 | 0 | 0.00445 |  | 0
114859 | MILFRD MA ST | 13.8 | 101 | 1140 | 92.17 | 0 | 92.17 | 92.17 | 0 | 0 | 0.00445 |  | 0
993264 | SUN_MILLBURY | 345 | 101 | 1110 | 0 | 0 | 0 | 0 | 0 | 0 | 0.00445 |  | 0
105568 | SEABROOK_G1 | 25 | 101 | 603 | 1309.28 | 0 | 1309.28 | 1309.28 | 0 | 0 | 0.00446 |  | 0
111080 | W MEDWAY J4 | 13.8 | 101 | 1023 | 97.4 | 0 | 97.4 | 97.4 | 0 | 0 | 0.00448 |  | 0
111081 | W MEDWAY J5 | 13.8 | 101 | 1023 | 97.4 | 0 | 97.4 | 97.4 | 0 | 0 | 0.00448 |  | 0
111083 | W MEDWAY J3 | 13.8 | 101 | 1023 | 57.5 | 0 | 57.5 | 57.5 | 0 | 0 | 0.00448 |  | 0
113451 | CHINOOK_PV | 0.6 | 101 | 1110 | 0 | 0 | 0 | 0 | 0 | 0 | 0.00456 |  | 0
113404 | WMI MILLBURY | 13.8 | 101 | 1110 | 40.94 | 0 | 40.94 | 40.94 | 0 | 0 | 0.00473 |  | 0
106056 | GRANITE RDG1 | 16 | 101 | 400 | 223.08 | 0 | 223.08 | 223.08 | 0 | 0 | 0.00499 |  | 0
111028 | FRAMINGHAM | 13.8 | 101 | 1002 | 42.3 | 0 | 42.3 | 42.3 | 0 | 0 | 0.00515 |  | 0
111009 | MBTA | 14.4 | 101 | 1002 | 47 | 0 | 47 | 47 | 0 | 0 | 0.00518 |  | 0
110985 | MATEP 3 | 13.8 | 101 | 1004 | 19.35 | 0 | 19.35 | 19.35 | 0 | 0 | 0.00521 |  | 0
110983 | MATEP_DIESEL | 13.8 | 101 | 1004 | 19.35 | 0 | 19.35 | 19.35 | 0 | 0 | 0.00523 |  | 0
110984 | MATEP_CC | 13.8 | 101 | 1004 | 57.1 | 0 | 57.1 | 57.1 | 0 | 0 | 0.00523 |  | 0
990926 | BAT_ELECTR~1 | 115 | 101 | 1000 | 267.51 | 0 | 326.37 | 267.51 | 0 | 58.86 | 0.00523 |  | 0
111124 | KENDALL JET | 13.8 | 101 | 1014 | 18 | 0 | 18 | 18 | 0 | 0 | 0.00526 |  | 0
111125 | PUTNAM 2 | 13.8 | 101 | 1012 | 0 | 0 | 0 | 0 | 0 | 0 | 0.00526 |  | 0
111123 | KENDALL ST B | 13.8 | 101 | 1013 | 27.75 | 0 | 27.75 | 27.75 | 0 | 0 | 0.00529 |  | 0
111126 | KENDALL CT | 18 | 101 | 1013 | 170 | 0 | 170 | 170 | 0 | 0 | 0.00529 |  | 0
111127 | E CAMBRIDGE | 13.8 | 101 | 1012 | 0 | 0 | 0 | 0 | 0 | 0 | 0.00529 |  | 0
990819 | BAT_CHELSE~1 | 115 | 101 | 1000 | 351.9 | 0 | 351.9 | 351.9 | 0 | 0 | 0.00529 |  | 0
991103 | NG_PUTNAM 36 | 115 | 101 | 1010 | 43 | 0 | 43 | 43 | 0 | 0 | 0.00529 |  | 0
991104 | DFO NG_KEN~1 | 115 | 101 | 1010 | 30 | 0 | 30 | 30 | 0 | 0 | 0.00529 |  | 0
993997 | DFO NG_MID~1 | 115 | 101 | 1120 | 23 | 0 | 23 | 23 | 0 | 0 | 0.00531 |  | 0
114069 | WHLABRATR NA | 13.8 | 101 | 1120 | 40 | 0 | 40 | 40 | 0 | 0 | 0.00534 |  | 0
114070 | OGDEN-MARTIN | 13.8 | 101 | 1120 | 41.68 | 0 | 41.68 | 41.68 | 0 | 0 | 0.00534 |  | 0
114470 | GE RIVER R&T | 13.8 | 101 | 1130 | 1.14 | 0 | 1.14 | 1.14 | 0 | 0 | 0.00537 |  | 0
114474 | GE RIVER S&U | 13.8 | 101 | 1130 | 1.14 | 0 | 1.14 | 1.14 | 0 | 0 | 0.00537 |  | 0
114713 | WATERS RVRJ1 | 13.8 | 101 | 1242 | 16.44 | 0 | 16.44 | 16.44 | 0 | 0 | 0.00541 |  | 0
114714 | WATERS RVRJ2 | 13.8 | 101 | 1242 | 30.79 | 0 | 30.79 | 30.79 | 0 | 0 | 0.00541 |  | 0
114716 | MMWEC WR | 13.8 | 101 | 1242 | 57.97 | 0 | 57.97 | 57.97 | 0 | 0 | 0.00541 |  | 0
994421 | DFO NG_WAT~1 | 115 | 101 | 1130 | 61.85 | 0 | 61.85 | 61.85 | 0 | 0 | 0.00541 |  | 0
114465 | RESCO-SAUGUS | 13.8 | 101 | 1130 | 32.79 | 0 | 32.79 | 32.79 | 0 | 0 | 0.00542 |  | 0
106057 | GRANITE RDG2 | 16 | 101 | 400 | 223.08 | 0 | 223.08 | 223.08 | 0 | 0 | 0.00544 |  | 0
990759 | BAT_MYSTIC~1 | 345 | 101 | 1000 | 276 | 0 | 276 | 276 | 0 | 0 | 0.00544 |  | 0
990804 | SUN BAT_BU~1 | 115 | 101 | 1000 | 5.5 | 0 | 5.5 | 5.5 | 0 | 0 | 0.00544 |  | 0
991802 | BAT_MYSTIC_R | 345 | 101 | 1000 | 507 | 0 | 507 | 507 | 0 | 0 | 0.00544 |  | 0
114484 | SALEM 5CT | 18 | 101 | 1130 | 203.25 | 0 | 203.25 | 203.25 | 0 | 0 | 0.00545 |  | 0
114485 | SALEM 5ST | 13.8 | 101 | 1130 | 133.75 | 0 | 133.75 | 133.75 | 0 | 0 | 0.00545 |  | 0
114487 | SALEM 6CT | 18 | 101 | 1130 | 203.25 | 0 | 203.25 | 203.25 | 0 | 0 | 0.00545 |  | 0
114488 | SALEM 6ST | 13.8 | 101 | 1130 | 133.75 | 0 | 133.75 | 133.75 | 0 | 0 | 0.00545 |  | 0
114728 | MARBLEHEAD A | 23 | 101 | 1246 | 2.5 | 0 | 2.5 | 2.5 | 0 | 0 | 0.00546 |  | 0
114729 | MARBLEHEAD B | 23 | 101 | 1246 | 2.5 | 0 | 2.5 | 2.5 | 0 | 0 | 0.00546 |  | 0
114067 | LAWRENCE HYD | 4.16 | 101 | 1120 | 9.4 | 0 | 9.4 | 9.4 | 0 | 0 | 0.00615 |  | 0
993969 | BAT_BILERC~1 | 115 | 101 | 1120 | 150 | 0 | 150 | 150 | 0 | 0 | 0.0065 |  | 0
114026 | PERRY ST 3 | 13.8 | 101 | 1120 | 0.64 | 0 | 0.64 | 0.64 | 0 | 0 | 0.00669 |  | 0
114047 | LENERGIA CT | 13.8 | 101 | 1120 | 50.43 | 0 | 50.43 | 50.43 | 0 | 0 | 0.00669 |  | 0
114048 | LENERGIA ST | 13.8 | 101 | 1120 | 23.57 | 0 | 23.57 | 23.57 | 0 | 0 | 0.00669 |  | 0
114085 | BOOT HYD G1 | 4.16 | 101 | 1120 | 9 | 0 | 9 | 9 | 0 | 0 | 0.00669 |  | 0
114086 | BOOT HYD G2 | 4.16 | 101 | 1120 | 9 | 0 | 9 | 9 | 0 | 0 | 0.00669 |  | 0
911550 | PH2_DGEN | 345 | 101 | 1120 | 353.9 | 0 | 700 | 353.9 | 0 | 346.1 | 0.00697 |  | 0
113926 | CHERRYST DSL | 4.16 | 101 | 1220 | 16.8 | 0 | 16.8 | 16.8 | 0 | 0 | 0.00836 |  | 0
113907 | SHREWSBRY | 69 | 101 | 1214 | 0 | 0 | 0 | 0 | 0 | 0 | 0.00883 |  | 0
993328 | SUN_EAST W~1 | 69 | 101 | 1110 | 9.93 | 0 | 9.93 | 9.93 | 0 | 0 | 0.0135 |  | 0
993036 | SUN_WILBRA~1 | 69 | 101 | 1100 | 9.7 | 0 | 9.7 | 9.7 | 0 | 0 | 0.01367 |  | 0
993047 | SUN_E.LONG~1 | 69 | 101 | 1100 | 8.99 | 0 | 8.99 | 8.99 | 0 | 0 | 0.01367 |  | 0
113341 | OAKDALE_A53 | 69 | 101 | 1110 | 0 | 0 | 0 | 0 | 0 | 0 | 0.01731 |  | 0
113444 | QP698 | 0.48 | 101 | 1110 | 0 | 0 | 0 | 0 | 0 | 0 | 0.02273 |  | 0
993283 | SUN_E WINC~1 | 115 | 101 | 1110 | 0 | 0 | 0 | 0 | 0 | 0 | 0.02273 |  | 0
113378 | FITCH RD1 | 13.8 | 101 | 1110 | 0.95 | 0 | 0.95 | 0.95 | 0 | 0 | 0.02642 |  | 0
113379 | FITCH RD2 | 13.8 | 101 | 1110 | 0.95 | 0 | 0.95 | 0.95 | 0 | 0 | 0.02642 |  | 0
113877 | PINETREE PWR | 13.8 | 101 | 1206 | 0 | 0 | 0 | 0 | 0 | 0 | 0.02917 |  | 0
993282 | SUN_FLAGG ~1 | 115 | 101 | 1110 | 0 | 0 | 0 | 0 | 0 | 0 | 0.02917 |  | 0
993868 | WDS_FLAGG ~1 | 69 | 101 | 1206 | 0 | 0 | 0 | 0 | 0 | 0 | 0.02917 |  | 0
113894 | STERLING T2 | 13.8 | 101 | 1210 | 0 | 0 | 0 | 0 | 0 | 0 | 0.03189 |  | 0
993285 | SUN_LITCHF~1 | 115 | 101 | 1110 | 0 | 0 | 0 | 0 | 0 | 0 | 0.03581 |  | 0
993039 | SUN_MEADOW~2 | 69 | 101 | 1100 | 8.13 | 0 | 8.13 | 8.13 | 0 | 0 | 0.03709 |  | 0
993054 | SUN_MEADOW~1 | 69 | 101 | 1100 | 13.6 | 0 | 13.6 | 13.6 | 0 | 0 | 0.03709 |  | 0
113138 | VUELTA_GEN | 0.38 | 101 | 1100 | 0 | 0 | 0 | 0 | 0 | 0 | 0.03939 |  | 0
113139 | OLD_WARDOUR | 0.38 | 101 | 1100 | 2.33 | 0 | 2.38 | 2.33 | 0 | 0.05 | 0.03939 |  | 0
993037 | SUN_LASHAW~1 | 69 | 101 | 1100 | 18.09 | 0 | 26.15 | 18.09 | 0 | 8.06 | 0.04277 |  | 0
993031 | SUN_WARE | 69 | 101 | 1100 | 60.61 | 0 | 85.08 | 60.61 | 0 | 24.47 | 0.05452 |  | 0
113889 | PRINCETON | 13.8 | 101 | 1208 | 0 | 0 | 0 | 0 | 0 | 0 | 0.05623 |  | 0
993342 | SUN_CRYSTA~1 | 69 | 101 | 1110 | 0 | 0 | 0 | 0 | 0 | 0 | 0.0814 |  | 0
993034 | SUN_BELCHE~1 | 69 | 101 | 1100 | 17.93 | 0 | 17.93 | 17.93 | 0 | 0 | 0.08322 |  | 0
993038 | SUN_ROYALS~1 | 69 | 101 | 1100 | 2.5 | 0 | 2.5 | 2.5 | 0 | 0 | 0.09062 |  | 0
993029 | SUN_SHUTES~1 | 69 | 101 | 1100 | 19.99 | 0 | 19.99 | 19.99 | 0 | 0 | 0.13204 |  | 0
109529 | VERNON HYD A | 2.4 | 101 | 1100 | 0 | 0 | 0 | 0 | 0 | 0 | 0.15506 |  | 0
109530 | VERNON HYD B | 2.4 | 101 | 1100 | 0 | 0 | 0 | 0 | 0 | 0 | 0.15506 |  | 0
109531 | VERNON HY T1 | 13.8 | 101 | 1100 | 0 | 0 | 0 | 0 | 0 | 0 | 0.15506 |  | 0
109532 | VERNON HY T2 | 13.8 | 101 | 1100 | 0 | 0 | 0 | 0 | 0 | 0 | 0.15506 |  | 0
113098 | DEERFIELD 2G | 2.4 | 101 | 1100 | 0 | 0 | 0 | 0 | 0 | 0 | 0.20052 |  | 0
113099 | DEERFIELD 3G | 2.4 | 101 | 1100 | 0 | 0 | 0 | 0 | 0 | 0 | 0.20936 |  | 0
113100 | DEERFIELD 4G | 2.4 | 101 | 1100 | 0 | 0 | 0 | 0 | 0 | 0 | 0.21642 |  | 0
113096 | BEARSWAMP 1 | 13.8 | 101 | 1100 | 331.5 | 0 | 331.5 | 331.5 | 0 | 0 | 0.25681 |  | 0
113097 | BEARSWAMP 2 | 13.8 | 101 | 1100 | 331.5 | 0 | 331.5 | 331.5 | 0 | 0 | 0.25681 |  | 0
993001 | SUN_BEAR S~1 | 230 | 101 | 1100 | 83.71 | 0 | 83.71 | 83.71 | 0 | 0 | 0.25681 |  | 0

## 115005 NE_E205W_NY 113001 BEAR
****** Plant Redispatch calculator ******* !!!! Please - edit only columns 'Status' & 'Pnew' !!!!!***
Flows
NN | LFCaseName | Monitored Element | [5 empty] | Contingency | Limit | FlowInit | FlowRes | FlowChange | Loading
1 |  | 115005 NE_E205W_NY 230 113001 BEAR SWAMP 230 1 | [5 empty] | BF_NTHFLD_2T | 519 | 140.4 | 140.4 | 0 | 27.05%
2 |  | 115005 NE_E205W_NY 230 113001 BEAR SWAMP 230 1 | [5 empty] | LN_312_393 | 519 | 68 | 68 | 0 | 13.1%
Dispatch | [8 empty] | 0 |  |  |  |  | 0 | 0
Bus# | Bus Name | Volt | Area | Zone | Pgen or Pload | PMin Gen | PMax Gen | Pnew | Pdelta | Pavail | Dfax_1 | Dfax_2 | --- | Impact_1 | Impact_2
113096 | BEARSWAMP 1 | 13.8 | 101 | 1100 | 331.5 | 0 | 331.5 | 331.5 | 0 | 0 | -0.27775 | -0.27775 |  | 0 | 0
113097 | BEARSWAMP 2 | 13.8 | 101 | 1100 | 331.5 | 0 | 331.5 | 331.5 | 0 | 0 | -0.27775 | -0.27775 |  | 0 | 0
993001 | SUN_BEAR S~1 | 230 | 101 | 1100 | 83.71 | 0 | 83.71 | 83.71 | 0 | 0 | -0.27775 | -0.27775 |  | 0 | 0
113100 | DEERFIELD 4G | 2.4 | 101 | 1100 | 0 | 0 | 0 | 0 | 0 | 0 | -0.16263 | -0.16263 |  | 0 | 0
113099 | DEERFIELD 3G | 2.4 | 101 | 1100 | 0 | 0 | 0 | 0 | 0 | 0 | -0.15773 | -0.15773 |  | 0 | 0
113098 | DEERFIELD 2G | 2.4 | 101 | 1100 | 0 | 0 | 0 | 0 | 0 | 0 | -0.15159 | -0.15159 |  | 0 | 0
109504 | HARRIMAN G2 | 6.9 | 101 | 1100 | 13.71 | 0 | 13.71 | 13.71 | 0 | 0 | -0.14928 | -0.14928 |  | 0 | 0
109505 | HARRIMAN G1 | 6.9 | 101 | 1100 | 13.71 | 0 | 13.71 | 13.71 | 0 | 0 | -0.14928 | -0.14928 |  | 0 | 0
113104 | SHERMAN HYD | 2.4 | 101 | 1100 | 0 | 0 | 0 | 0 | 0 | 0 | -0.14396 | -0.14396 |  | 0 | 0
993005 | SUN_ADAMS | 115 | 101 | 1100 | 0 | 0 | 0 | 0 | 0 | 0 | -0.13339 | -0.13339 |  | 0 | 0
109529 | VERNON HYD A | 2.4 | 101 | 1100 | 0 | 0 | 0 | 0 | 0 | 0 | -0.12257 | -0.12257 |  | 0 | 0
109530 | VERNON HYD B | 2.4 | 101 | 1100 | 0 | 0 | 0 | 0 | 0 | 0 | -0.12257 | -0.12257 |  | 0 | 0
109531 | VERNON HY T1 | 13.8 | 101 | 1100 | 0 | 0 | 0 | 0 | 0 | 0 | -0.12257 | -0.12257 |  | 0 | 0
109532 | VERNON HY T2 | 13.8 | 101 | 1100 | 0 | 0 | 0 | 0 | 0 | 0 | -0.12257 | -0.12257 |  | 0 | 0
113101 | DEERFIELD 5G | 13.8 | 101 | 1100 | 0 | 0 | 0 | 0 | 0 | 0 | -0.11783 | -0.11783 |  | 0 | 0
113102 | FIFE BROOK | 13.8 | 101 | 1100 | 9.9 | 0 | 9.9 | 9.9 | 0 | 0 | -0.11783 | -0.11783 |  | 0 | 0
113123 | HOOSAC CLR1 | 0.69 | 101 | 1100 | 0 | 0 | 0 | 0 | 0 | 0 | -0.11611 | -0.11611 |  | 0 | 0
113125 | HOOSAC CLR2 | 0.69 | 101 | 1100 | 0 | 0 | 0 | 0 | 0 | 0 | -0.11611 | -0.11611 |  | 0 | 0
109503 | HARRIMAN G3 | 6.9 | 101 | 1100 | 0 | 0 | 0 | 0 | 0 | 0 | -0.10705 | -0.10705 |  | 0 | 0
993029 | SUN_SHUTES~1 | 69 | 101 | 1100 | 19.99 | 0 | 19.99 | 19.99 | 0 | 0 | -0.10409 | -0.10409 |  | 0 | 0
116627 | BERKSHRE WND | 0.57 | 101 | 1374 | 0 | 0 | 0 | 0 | 0 | 0 | -0.09773 | -0.09773 |  | 0 | 0
996336 | SUN BAT_PA~2 | 115 | 101 | 1370 | 0 | 0 | 0 | 0 | 0 | 0 | -0.09773 | -0.09773 |  | 0 | 0
996625 | SUN BAT_PA~1 | 23 | 101 | 1372 | 0 | 0 | 0 | 0 | 0 | 0 | -0.09773 | -0.09773 |  | 0 | 0
113011 | BAT_BarreB~1 | 115 | 101 | 1100 | 0 | 0 | 0 | 0 | 0 | 0 | -0.09531 | -0.09531 |  | 0 | 0
116618 | ALTRESCO_C1 | 13.8 | 101 | 1373 | 33.65 | 0 | 33.65 | 33.65 | 0 | 0 | -0.09006 | -0.09006 |  | 0 | 0
116619 | ALTRESCO_C2 | 13.8 | 101 | 1373 | 33.65 | 0 | 33.65 | 33.65 | 0 | 0 | -0.09006 | -0.09006 |  | 0 | 0
116620 | ALTRESCO_C3 | 13.8 | 101 | 1373 | 31.45 | 0 | 33.65 | 31.45 | 0 | 2.2 | -0.09006 | -0.09006 |  | 0 | 0
116621 | ALTRESCO_S4 | 13.8 | 101 | 1373 | 0 | 0 | 0 | 0 | 0 | 0 | -0.09006 | -0.09006 |  | 0 | 0
116608 | DOREEN JET | 13.2 | 101 | 1374 | 0 | 0 | 0 | 0 | 0 | 0 | -0.09002 | -0.09002 |  | 0 | 0
999312 | Strata_Ber~1 | 115 | 101 | 1370 | 0 | 0 | 0 | 0 | 0 | 0 | -0.08799 | -0.08799 |  | 0 | 0
996284 | SUN_CUMBER~1 | 115 | 101 | 1370 | 0 | 0 | 0 | 0 | 0 | 0 | -0.08447 | -0.08447 |  | 0 | 0
116568 | TILSON-1044 | 13.8 | 101 | 1372 | 0 | 0 | 0 | 0 | 0 | 0 | -0.08405 | -0.08405 |  | 0 | 0
116578 | TURNERS FALS | 2.4 | 101 | 1374 | 0 | 0 | 0 | 0 | 0 | 0 | -0.08405 | -0.08405 |  | 0 | 0
116579 | CABOT HYDRO | 13.8 | 101 | 1373 | 64.66 | 0 | 64.66 | 64.66 | 0 | 0 | -0.08405 | -0.08405 |  | 0 | 0
996270 | SUN BAT_TI~1 | 115 | 101 | 1370 | 0 | 0 | 0 | 0 | 0 | 0 | -0.08405 | -0.08405 |  | 0 | 0
993038 | SUN_ROYALS~1 | 69 | 101 | 1100 | 2.5 | 0 | 2.5 | 2.5 | 0 | 0 | -0.08051 | -0.08051 |  | 0 | 0
109517 | SEARS HYDRO | 2.4 | 101 | 1100 | 0 | 0 | 0 | 0 | 0 | 0 | -0.07855 | -0.07855 |  | 0 | 0
116638 | WOODLAND JET | 13.2 | 101 | 1374 | 0 | 0 | 0 | 0 | 0 | 0 | -0.07591 | -0.07591 |  | 0 | 0
993342 | SUN_CRYSTA~1 | 69 | 101 | 1110 | 0 | 0 | 0 | 0 | 0 | 0 | -0.07449 | -0.07449 |  | 0 | 0
109296 | SEARS WIND_E | 12.5 | 101 | 704 | 0 | 0 | 0 | 0 | 0 | 0 | -0.07157 | -0.07157 |  | 0 | 0
109297 | SEARS WIND_W | 12.5 | 101 | 704 | 0 | 0 | 0 | 0 | 0 | 0 | -0.07157 | -0.07157 |  | 0 | 0
993034 | SUN_BELCHE~1 | 69 | 101 | 1100 | 17.93 | 0 | 17.93 | 17.93 | 0 | 0 | -0.07022 | -0.07022 |  | 0 | 0
113061 | PLEASANT-NEP | 23 | 101 | 1100 | 0 | 0 | 0 | 0 | 0 | 0 | -0.06757 | -0.06757 |  | 0 | 0
109403 | DRFLD EAST G | 0.69 | 101 | 704 | 0 | 0 | 0 | 0 | 0 | 0 | -0.06451 | -0.06451 |  | 0 | 0
109404 | DRFLD WEST G | 0.69 | 101 | 704 | 0 | 0 | 0 | 0 | 0 | 0 | -0.06451 | -0.06451 |  | 0 | 0
113082 | BARRE MA T1 | 13.8 | 101 | 1100 | 0 | 0 | 0 | 0 | 0 | 0 | -0.0626 | -0.0626 |  | 0 | 0
993007 | BAT_BARRE ~1 | 115 | 101 | 1100 | 0 | 0 | 0 | 0 | 0 | 0 | -0.0626 | -0.0626 |  | 0 | 0
113889 | PRINCETON | 13.8 | 101 | 1208 | 0 | 0 | 0 | 0 | 0 | 0 | -0.05806 | -0.05806 |  | 0 | 0
993031 | SUN_WARE | 69 | 101 | 1100 | 60.61 | 0 | 85.08 | 60.61 | 0 | 24.47 | -0.05032 | -0.05032 |  | 0 | 0
113142 | SOLTERRA A | 0.48 | 101 | 1100 | 0 | 0 | 0 | 0 | 0 | 0 | -0.04922 | -0.04922 |  | 0 | 0
113143 | SOLTERRA B | 0.42 | 101 | 1100 | 0 | 0 | 0 | 0 | 0 | 0 | -0.04922 | -0.04922 |  | 0 | 0
993000 | SUN_TREASU~1 | 115 | 101 | 1100 | 0 | 0 | 0 | 0 | 0 | 0 | -0.04922 | -0.04922 |  | 0 | 0
113085 | WENDELL DEP | 13.8 | 101 | 1100 | 0 | 0 | 0 | 0 | 0 | 0 | -0.04736 | -0.04736 |  | 0 | 0
993015 | SUN_WENDEL~1 | 115 | 101 | 1100 | 0 | 0 | 0 | 0 | 0 | 0 | -0.04736 | -0.04736 |  | 0 | 0
993285 | SUN_LITCHF~1 | 115 | 101 | 1110 | 0 | 0 | 0 | 0 | 0 | 0 | -0.04598 | -0.04598 |  | 0 | 0
993037 | SUN_LASHAW~1 | 69 | 101 | 1100 | 18.09 | 0 | 26.15 | 18.09 | 0 | 8.06 | -0.0435 | -0.0435 |  | 0 | 0
113894 | STERLING T2 | 13.8 | 101 | 1210 | 0 | 0 | 0 | 0 | 0 | 0 | -0.04188 | -0.04188 |  | 0 | 0
113138 | VUELTA_GEN | 0.38 | 101 | 1100 | 0 | 0 | 0 | 0 | 0 | 0 | -0.04154 | -0.04154 |  | 0 | 0
113139 | OLD_WARDOUR | 0.38 | 101 | 1100 | 2.33 | 0 | 2.38 | 2.33 | 0 | 0.05 | -0.04154 | -0.04154 |  | 0 | 0
113877 | PINETREE PWR | 13.8 | 101 | 1206 | 0 | 0 | 0 | 0 | 0 | 0 | -0.04081 | -0.04081 |  | 0 | 0
993282 | SUN_FLAGG ~1 | 115 | 101 | 1110 | 0 | 0 | 0 | 0 | 0 | 0 | -0.04081 | -0.04081 |  | 0 | 0
993868 | WDS_FLAGG ~1 | 69 | 101 | 1206 | 0 | 0 | 0 | 0 | 0 | 0 | -0.04081 | -0.04081 |  | 0 | 0
993039 | SUN_MEADOW~2 | 69 | 101 | 1100 | 8.13 | 0 | 8.13 | 8.13 | 0 | 0 | -0.0402 | -0.0402 |  | 0 | 0
993054 | SUN_MEADOW~1 | 69 | 101 | 1100 | 13.6 | 0 | 13.6 | 13.6 | 0 | 0 | -0.0402 | -0.0402 |  | 0 | 0
113444 | QP698 | 0.48 | 101 | 1110 | 0 | 0 | 0 | 0 | 0 | 0 | -0.03578 | -0.03578 |  | 0 | 0
993283 | SUN_E WINC~1 | 115 | 101 | 1110 | 0 | 0 | 0 | 0 | 0 | 0 | -0.03578 | -0.03578 |  | 0 | 0
113378 | FITCH RD1 | 13.8 | 101 | 1110 | 0.95 | 0 | 0.95 | 0.95 | 0 | 0 | -0.03558 | -0.03558 |  | 0 | 0
113379 | FITCH RD2 | 13.8 | 101 | 1110 | 0.95 | 0 | 0.95 | 0.95 | 0 | 0 | -0.03558 | -0.03558 |  | 0 | 0
116651 | INDIAN RIVER | 2.3 | 101 | 1334 | 0 | 0 | 0 | 0 | 0 | 0 | -0.03159 | -0.03159 |  | 0 | 0
996364 | SUN_BLANDF~1 | 115 | 101 | 1330 | 0 | 0 | 0 | 0 | 0 | 0 | -0.03159 | -0.03159 |  | 0 | 0
113020 | DaymarkGe~42 | 115 | 101 | 1100 | 0 | 0 | 0 | 0 | 0 | 0 | -0.03055 | -0.03055 |  | 0 | 0
993328 | SUN_EAST W~1 | 69 | 101 | 1110 | 9.93 | 0 | 9.93 | 9.93 | 0 | 0 | -0.02652 | -0.02652 |  | 0 | 0
113341 | OAKDALE_A53 | 69 | 101 | 1110 | 0 | 0 | 0 | 0 | 0 | 0 | -0.02648 | -0.02648 |  | 0 | 0
113907 | SHREWSBRY | 69 | 101 | 1214 | 0 | 0 | 0 | 0 | 0 | 0 | -0.02249 | -0.02249 |  | 0 | 0
113404 | WMI MILLBURY | 13.8 | 101 | 1110 | 40.94 | 0 | 40.94 | 40.94 | 0 | 0 | -0.02174 | -0.02174 |  | 0 | 0
113451 | CHINOOK_PV | 0.6 | 101 | 1110 | 0 | 0 | 0 | 0 | 0 | 0 | -0.02161 | -0.02161 |  | 0 | 0
109550 | BELLOWS FALS | 6.9 | 101 | 400 | 0 | 0 | 0 | 0 | 0 | 0 | -0.02063 | -0.02063 |  | 0 | 0
998940 | SUN_WESTMI~1 | 12.5 | 101 | 822 | 0 | 0 | 0 | 0 | 0 | 0 | -0.02063 | -0.02063 |  | 0 | 0
113926 | CHERRYST DSL | 4.16 | 101 | 1220 | 16.8 | 0 | 16.8 | 16.8 | 0 | 0 | -0.02049 | -0.02049 |  | 0 | 0
994990 | SUN_FITZWI~1 | 115 | 101 | 680 | 0 | 0 | 0 | 0 | 0 | 0 | -0.01887 | -0.01887 |  | 0 | 0
993036 | SUN_WILBRA~1 | 69 | 101 | 1100 | 9.7 | 0 | 9.7 | 9.7 | 0 | 0 | -0.01869 | -0.01869 |  | 0 | 0
993047 | SUN_E.LONG~1 | 69 | 101 | 1100 | 8.99 | 0 | 8.99 | 8.99 | 0 | 0 | -0.01869 | -0.01869 |  | 0 | 0
108893 | ASCUTNEY GT | 13.8 | 101 | 704 | 0 | 0 | 0 | 0 | 0 | 0 | -0.01657 | -0.01657 |  | 0 | 0
114026 | PERRY ST 3 | 13.8 | 101 | 1120 | 0.64 | 0 | 0.64 | 0.64 | 0 | 0 | -0.01629 | -0.01629 |  | 0 | 0
114047 | LENERGIA CT | 13.8 | 101 | 1120 | 50.43 | 0 | 50.43 | 50.43 | 0 | 0 | -0.01629 | -0.01629 |  | 0 | 0
114048 | LENERGIA ST | 13.8 | 101 | 1120 | 23.57 | 0 | 23.57 | 23.57 | 0 | 0 | -0.01629 | -0.01629 |  | 0 | 0
114085 | BOOT HYD G1 | 4.16 | 101 | 1120 | 9 | 0 | 9 | 9 | 0 | 0 | -0.01629 | -0.01629 |  | 0 | 0
114086 | BOOT HYD G2 | 4.16 | 101 | 1120 | 9 | 0 | 9 | 9 | 0 | 0 | -0.01629 | -0.01629 |  | 0 | 0
998265 | SUN_WINDSOR | 46 | 101 | 812 | 0 | 0 | 0 | 0 | 0 | 0 | -0.01626 | -0.01626 |  | 0 | 0
106057 | GRANITE RDG2 | 16 | 101 | 400 | 223.08 | 0 | 223.08 | 223.08 | 0 | 0 | -0.01606 | -0.01606 |  | 0 | 0
106033 | SLAYTON HIL1 | 13.8 | 101 | 400 | 0 | 0 | 0 | 0 | 0 | 0 | -0.01593 | -0.01593 |  | 0 | 0
106056 | GRANITE RDG1 | 16 | 101 | 400 | 223.08 | 0 | 223.08 | 223.08 | 0 | 0 | -0.01589 | -0.01589 |  | 0 | 0
993969 | BAT_BILERC~1 | 115 | 101 | 1120 | 150 | 0 | 150 | 150 | 0 | 0 | -0.01587 | -0.01587 |  | 0 | 0
114067 | LAWRENCE HYD | 4.16 | 101 | 1120 | 9.4 | 0 | 9.4 | 9.4 | 0 | 0 | -0.01586 | -0.01586 |  | 0 | 0
109573 | WILDER | 13.8 | 101 | 400 | 0 | 0 | 0 | 0 | 0 | 0 | -0.0158 | -0.0158 |  | 0 | 0
109141 | TAFTSVL_GEN | 12.5 | 101 | 704 | 0 | 0 | 0 | 0 | 0 | 0 | -0.01578 | -0.01578 |  | 0 | 0
109140 | NO HARTLAND | 4.16 | 101 | 704 | 0 | 0 | 0 | 0 | 0 | 0 | -0.01577 | -0.01577 |  | 0 | 0
105345 | HEMPHILL PWR | 13.8 | 101 | 564 | 17.5 | 0 | 17.5 | 17.5 | 0 | 0 | -0.01574 | -0.01574 |  | 0 | 0
105350 | LEMP_STRING1 | 0.69 | 101 | 564 | 2.21 | 0 | 2.21 | 2.21 | 0 | 0 | -0.01574 | -0.01574 |  | 0 | 0
105351 | LEMP_STRING2 | 0.69 | 101 | 564 | 2.21 | 0 | 2.21 | 2.21 | 0 | 0 | -0.01574 | -0.01574 |  | 0 | 0
994451 | SUN_NORTH ~2 | 115 | 101 | 560 | 15 | 0 | 15 | 15 | 0 | 0 | -0.01574 | -0.01574 |  | 0 | 0
105731 | ANTRIM GSU | 0.69 | 101 | 684 | 0 | 0 | 0 | 0 | 0 | 0 | -0.01564 | -0.01564 |  | 0 | 0
994895 | WND_TUTTLE~1 | 115 | 101 | 680 | 28.4 | 0 | 28.4 | 28.4 | 0 | 0 | -0.01564 | -0.01564 |  | 0 | 0
105726 | JACKMAN HYD | 2.4 | 101 | 684 | 3.6 | 0 | 3.6 | 3.6 | 0 | 0 | -0.01552 | -0.01552 |  | 0 | 0
911550 | PH2_DGEN | 345 | 101 | 1120 | 353.9 | 0 | 700 | 353.9 | 0 | 346.1 | -0.01546 | -0.01546 |  | 0 | 0
105324 | EASTMAN FALS | 2.4 | 101 | 564 | 6.47 | 0 | 6.47 | 6.47 | 0 | 0 | -0.01541 | -0.01541 |  | 0 | 0
105334 | LACONIA | 34.5 | 101 | 562 | 0.89 | 0 | 0.89 | 0.89 | 0 | 0 | -0.01541 | -0.01541 |  | 0 | 0
994418 | SUN_WEBSTER | 115 | 101 | 560 | 19.9 | 0 | 19.9 | 19.9 | 0 | 0 | -0.01541 | -0.01541 |  | 0 | 0
105310 | ALEXANDRIA_G | 13.8 | 101 | 564 | 16.5 | 0 | 16.5 | 16.5 | 0 | 0 | -0.0154 | -0.0154 |  | 0 | 0
105317 | AYERS ISLAND | 2.3 | 101 | 564 | 9.08 | 0 | 9.08 | 9.08 | 0 | 0 | -0.0154 | -0.0154 |  | 0 | 0
106040 | COMERFORD G1 | 13.8 | 101 | 400 | 32.24 | 0 | 32.24 | 32.24 | 0 | 0 | -0.0154 | -0.0154 |  | 0 | 0
106041 | COMERFORD G2 | 13.8 | 101 | 400 | 44.63 | 0 | 44.63 | 44.63 | 0 | 0 | -0.0154 | -0.0154 |  | 0 | 0
106042 | COMERFORD G3 | 13.8 | 101 | 400 | 44.63 | 0 | 44.63 | 44.63 | 0 | 0 | -0.0154 | -0.0154 |  | 0 | 0
106043 | COMERFORD G4 | 13.8 | 101 | 400 | 44.63 | 0 | 44.63 | 44.63 | 0 | 0 | -0.0154 | -0.0154 |  | 0 | 0
996003 | SUN_COMERF~1 | 230 | 101 | 400 | 76.25 | 0 | 76.25 | 76.25 | 0 | 0 | -0.0154 | -0.0154 |  | 0 | 0
105297 | BRIDGEWATER | 13.8 | 101 | 564 | 15.75 | 0 | 15.75 | 15.75 | 0 | 0 | -0.01539 | -0.01539 |  | 0 | 0
106045 | MOORE G2 | 13.8 | 101 | 400 | 47.27 | 0 | 47.27 | 47.27 | 0 | 0 | -0.01539 | -0.01539 |  | 0 | 0
106047 | MOORE G4 | 13.8 | 101 | 400 | 47.27 | 0 | 47.27 | 47.27 | 0 | 0 | -0.01539 | -0.01539 |  | 0 | 0
996009 | WAT_MOORE ~1 | 230 | 101 | 400 | 4.6 | 0 | 4.6 | 4.6 | 0 | 0 | -0.01539 | -0.01539 |  | 0 | 0
105271 | WHITELAKE_JT | 13.8 | 101 | 564 | 18.1 | 0 | 18.1 | 18.1 | 0 | 0 | -0.01538 | -0.01538 |  | 0 | 0
105276 | TAMWORTH GEN | 13.8 | 101 | 564 | 21.15 | 0 | 21.15 | 21.15 | 0 | 0 | -0.01538 | -0.01538 |  | 0 | 0
105288 | GROTON G1 | 0.69 | 101 | 564 | 4.88 | 0 | 4.88 | 4.88 | 0 | 0 | -0.01538 | -0.01538 |  | 0 | 0
105290 | GROTON G2 | 0.69 | 101 | 564 | 4.88 | 0 | 4.88 | 4.88 | 0 | 0 | -0.01538 | -0.01538 |  | 0 | 0
105291 | GROTON DVAR | 0.48 | 101 | 564 | 0 | 0 | 0 | 0 | 0 | 0 | -0.01538 | -0.01538 |  | 0 | 0
106046 | MOORE G3 | 13.8 | 101 | 400 | 47.27 | 0 | 47.27 | 47.27 | 0 | 0 | -0.01537 | -0.01537 |  | 0 | 0
106044 | MOORE G1 | 13.8 | 101 | 400 | 51.82 | 0 | 51.82 | 51.82 | 0 | 0 | -0.01535 | -0.01535 |  | 0 | 0
105110 | GRANITE DVAR | 0.48 | 101 | 524 | 0 | 0 | 0 | 0 | 0 | 0 | -0.01534 | -0.01534 |  | 0 | 0
105113 | GRANITE_DIX | 1 | 101 | 524 | 6.34 | 0 | 6.34 | 6.34 | 0 | 0 | -0.01534 | -0.01534 |  | 0 | 0
105117 | GW_FSH_AG 9A | 1 | 101 | 524 | 8.15 | 0 | 8.15 | 8.15 | 0 | 0 | -0.01534 | -0.01534 |  | 0 | 0
105120 | GW_FSH_T33L | 1 | 101 | 524 | 0.91 | 0 | 0.91 | 0.91 | 0 | 0 | -0.01534 | -0.01534 |  | 0 | 0
105123 | GW_FSH_T31L | 1 | 101 | 524 | 0.91 | 0 | 0.91 | 0.91 | 0 | 0 | -0.01534 | -0.01534 |  | 0 | 0
105125 | GW_FSH_T32L | 1 | 101 | 524 | 0.91 | 0 | 0.91 | 0.91 | 0 | 0 | -0.01534 | -0.01534 |  | 0 | 0
105128 | GRAN OWLAG | 1 | 101 | 524 | 4.53 | 0 | 4.53 | 4.53 | 0 | 0 | -0.01534 | -0.01534 |  | 0 | 0
105132 | GW_OWL_T16L | 1 | 101 | 524 | 0.91 | 0 | 0.91 | 0.91 | 0 | 0 | -0.01534 | -0.01534 |  | 0 | 0
105135 | GW_OWL_T15L | 1 | 101 | 524 | 0.91 | 0 | 0.91 | 0.91 | 0 | 0 | -0.01534 | -0.01534 |  | 0 | 0
105138 | GW_OWL_T14L | 1 | 101 | 524 | 0.91 | 0 | 0.91 | 0.91 | 0 | 0 | -0.01534 | -0.01534 |  | 0 | 0
105140 | GW_OWL_T13L | 1 | 101 | 524 | 0.91 | 0 | 0.91 | 0.91 | 0 | 0 | -0.01534 | -0.01534 |  | 0 | 0
105143 | GW_OWL_T12L | 1 | 101 | 524 | 0.91 | 0 | 0.91 | 0.91 | 0 | 0 | -0.01534 | -0.01534 |  | 0 | 0
105145 | GW_OWL_T11L | 1 | 101 | 524 | 0.91 | 0 | 0.91 | 0.91 | 0 | 0 | -0.01534 | -0.01534 |  | 0 | 0
105147 | GW_OWL_T10L | 1 | 101 | 524 | 0.91 | 0 | 0.91 | 0.91 | 0 | 0 | -0.01534 | -0.01534 |  | 0 | 0
105149 | GW_OWL_T09L | 1 | 101 | 524 | 0.91 | 0 | 0.91 | 0.91 | 0 | 0 | -0.01534 | -0.01534 |  | 0 | 0
105151 | GW_OWL_T08L | 1 | 101 | 524 | 0.91 | 0 | 0.91 | 0.91 | 0 | 0 | -0.01534 | -0.01534 |  | 0 | 0
105152 | SMITH HYDRO | 6.6 | 101 | 523 | 17.6 | 0 | 17.6 | 17.6 | 0 | 0 | -0.01534 | -0.01534 |  | 0 | 0
105180 | PONTOOK HYD | 4.16 | 101 | 524 | 9.6 | 0 | 9.6 | 9.6 | 0 | 0 | -0.01534 | -0.01534 |  | 0 | 0
105188 | BURGESS GEN | 13.8 | 101 | 523 | 65.38 | 0 | 65.38 | 65.38 | 0 | 0 | -0.01534 | -0.01534 |  | 0 | 0
105193 | GLAKES BERLN | 23 | 101 | 524 | 25 | 0 | 25 | 25 | 0 | 0 | -0.01534 | -0.01534 |  | 0 | 0
105194 | GORHAM HYDRO | 2.3 | 101 | 524 | 2.05 | 0 | 2.05 | 2.05 | 0 | 0 | -0.01534 | -0.01534 |  | 0 | 0
105197 | JERICHO | 0.69 | 101 | 523 | 2.5 | 0 | 2.5 | 2.5 | 0 | 0 | -0.01534 | -0.01534 |  | 0 | 0
105206 | LOST NATION | 13.2 | 101 | 524 | 14.1 | 0 | 14.1 | 14.1 | 0 | 0 | -0.01534 | -0.01534 |  | 0 | 0
105219 | BETHLEHEM | 13.8 | 101 | 524 | 15.75 | 0 | 15.75 | 15.75 | 0 | 0 | -0.01534 | -0.01534 |  | 0 | 0
105221 | WHITEFLD P&L | 13.8 | 101 | 524 | 18 | 0 | 18 | 18 | 0 | 0 | -0.01534 | -0.01534 |  | 0 | 0
994210 | SUN_PARIS | 115 | 101 | 520 | 45 | 0 | 45 | 45 | 0 | 0 | -0.01534 | -0.01534 |  | 0 | 0
994220 | WAT BAT_BE~1 | 115 | 101 | 520 | 15 | 0 | 15 | 15 | 0 | 0 | -0.01534 | -0.01534 |  | 0 | 0
994231 | SUNBAT_Ber~1 | 115 | 101 | 520 | 113.01 | 0 | 113.01 | 113.01 | 0 | 0 | -0.01534 | -0.01534 |  | 0 | 0
994264 | SUN_LITTLE~1 | 115 | 101 | 560 | 27 | 0 | 27 | 27 | 0 | 0 | -0.01534 | -0.01534 |  | 0 | 0
105357 | FARMWOOD_SC1 | 12.5 | 101 | 563 | 0 | 0 | 0 | 0 | 0 | 0 | -0.01533 | -0.01533 |  | 0 | 0
105358 | FARMWOOD_SC2 | 12.5 | 101 | 563 | 0 | 0 | 0 | 0 | 0 | 0 | -0.01533 | -0.01533 |  | 0 | 0
105362 | WES CONCORD | 4.16 | 101 | 644 | 13 | 0 | 13 | 13 | 0 | 0 | -0.01533 | -0.01533 |  | 0 | 0
105385 | MERRIMACK_G1 | 14.4 | 101 | 643 | 112.5 | 0 | 112.5 | 112.5 | 0 | 0 | -0.01529 | -0.01529 |  | 0 | 0
105386 | MERRIMACK_G2 | 24 | 101 | 643 | 335.49 | 0 | 335.49 | 335.49 | 0 | 0 | -0.01529 | -0.01529 |  | 0 | 0
105387 | MERRIMACK_CT | 13.8 | 101 | 643 | 35.4 | 0 | 35.4 | 35.4 | 0 | 0 | -0.01529 | -0.01529 |  | 0 | 0
105374 | GARVINS HYD | 11 | 101 | 644 | 7.66 | 0 | 7.66 | 7.66 | 0 | 0 | -0.01526 | -0.01526 |  | 0 | 0
105375 | HOOKSET HYD | 11 | 101 | 644 | 7.15 | 0 | 7.15 | 7.15 | 0 | 0 | -0.01526 | -0.01526 |  | 0 | 0
994484 | SUN_GARVINS | 115 | 101 | 640 | 17.5 | 0 | 17.5 | 17.5 | 0 | 0 | -0.01526 | -0.01526 |  | 0 | 0
106048 | MCINDOES FLS | 2.4 | 101 | 400 | 0 | 0 | 0 | 0 | 0 | 0 | -0.01521 | -0.01521 |  | 0 | 0
109070 | DODGE FALLS | 4.25 | 101 | 704 | 0 | 0 | 0 | 0 | 0 | 0 | -0.01521 | -0.01521 |  | 0 | 0
109131 | BATH | 2.4 | 101 | 704 | 0 | 0 | 0 | 0 | 0 | 0 | -0.01521 | -0.01521 |  | 0 | 0
109170 | RYEGATE WOOD | 13.8 | 101 | 704 | 19 | 0 | 19 | 19 | 0 | 0 | -0.01521 | -0.01521 |  | 0 | 0
105700 | AMOSKEAG N. | 2.3 | 101 | 644 | 8.75 | 0 | 8.75 | 8.75 | 0 | 0 | -0.0152 | -0.0152 |  | 0 | 0
105701 | AMOSKEAG S. | 2.3 | 101 | 644 | 8.75 | 0 | 8.75 | 8.75 | 0 | 0 | -0.0152 | -0.0152 |  | 0 | 0
109248 | EAST BARNET | 4 | 101 | 704 | 0 | 0 | 0 | 0 | 0 | 0 | -0.0152 | -0.0152 |  | 0 | 0
109252 | PASSUMPSIC | 2.4 | 101 | 704 | 0 | 0 | 0 | 0 | 0 | 0 | -0.0152 | -0.0152 |  | 0 | 0
109253 | ARNOLD FALLS | 2.3 | 101 | 704 | 0 | 0 | 0 | 0 | 0 | 0 | -0.0152 | -0.0152 |  | 0 | 0
109254 | PIERCE MILLS | 2.3 | 101 | 704 | 0 | 0 | 0 | 0 | 0 | 0 | -0.0152 | -0.0152 |  | 0 | 0
109106 | BARNET_D | 2.4 | 101 | 704 | 0 | 0 | 0 | 0 | 0 | 0 | -0.01519 | -0.01519 |  | 0 | 0
994502 | WND_PINE H~1 | 115 | 101 | 640 | 4.98 | 0 | 4.98 | 4.98 | 0 | 0 | -0.01508 | -0.01508 |  | 0 | 0
105882 | MINES FALLS | 34.5 | 101 | 644 | 0.83 | 0 | 0.83 | 0.83 | 0 | 0 | -0.01502 | -0.01502 |  | 0 | 0
109102 | WDANVILLE HY | 7.2 | 101 | 704 | 0 | 0 | 0 | 0 | 0 | 0 | -0.01502 | -0.01502 |  | 0 | 0
114069 | WHLABRATR NA | 13.8 | 101 | 1120 | 40 | 0 | 40 | 40 | 0 | 0 | -0.01498 | -0.01498 |  | 0 | 0
114070 | OGDEN-MARTIN | 13.8 | 101 | 1120 | 41.68 | 0 | 41.68 | 41.68 | 0 | 0 | -0.01498 | -0.01498 |  | 0 | 0
997560 | SUN_BARRE | 115 | 101 | 700 | 25.58 | 0 | 25.58 | 25.58 | 0 | 0 | -0.01498 | -0.01498 |  | 0 | 0
105633 | GRANITE R ST | 16 | 101 | 643 | 231.83 | 0 | 231.83 | 231.83 | 0 | 0 | -0.01494 | -0.01494 |  | 0 | 0
108898 | SHEFLD CLR-N | 0.69 | 101 | 704 | 0 | 0 | 0 | 0 | 0 | 0 | -0.01492 | -0.01492 |  | 0 | 0
108899 | SHEFLD CLR-S | 0.69 | 101 | 704 | 0 | 0 | 0 | 0 | 0 | 0 | -0.01492 | -0.01492 |  | 0 | 0
995034 | SUN_S-MILF~1 | 115 | 101 | 640 | 16 | 0 | 16 | 16 | 0 | 0 | -0.01491 | -0.01491 |  | 0 | 0
105415 | ROCH LANDFIL | 4.16 | 101 | 604 | 4.98 | 0 | 4.98 | 4.98 | 0 | 0 | -0.0149 | -0.0149 |  | 0 | 0
994517 | SUN_EASTPORT | 115 | 101 | 600 | 38 | 0 | 38 | 38 | 0 | 0 | -0.0149 | -0.0149 |  | 0 | 0
994704 | SUN_BRENTW~1 | 115 | 101 | 600 | 10 | 0 | 10 | 10 | 0 | 0 | -0.01489 | -0.01489 |  | 0 | 0
105450 | SCHILLER_G4 | 13.8 | 101 | 603 | 47.5 | 0 | 47.5 | 47.5 | 0 | 0 | -0.01488 | -0.01488 |  | 0 | 0
105451 | SCHILLER_G5 | 13.8 | 101 | 603 | 49.6 | 0 | 49.6 | 49.6 | 0 | 0 | -0.01488 | -0.01488 |  | 0 | 0
105452 | SCHILLER_G6 | 13.8 | 101 | 603 | 48 | 0 | 48 | 48 | 0 | 0 | -0.01488 | -0.01488 |  | 0 | 0
105454 | SCHILLER JET | 13.8 | 101 | 604 | 17.62 | 0 | 17.62 | 17.62 | 0 | 0 | -0.01488 | -0.01488 |  | 0 | 0
100484 | SANFORD | 34.5 | 101 | 112 | 0 | 0 | 0 | 0 | 0 | 0 | -0.01485 | -0.01485 |  | 0 | 0
109104 | MARSHFIELD | 4.16 | 101 | 704 | 0 | 0 | 0 | 0 | 0 | 0 | -0.01485 | -0.01485 |  | 0 | 0
100351 | KIBBY STRNG1 | 1 | 101 | 144 | 6.03 | 0 | 6.03 | 6.03 | 0 | 0 | -0.01484 | -0.01484 |  | 0 | 0
100352 | KIBBY STRNG2 | 1 | 101 | 144 | 0 | 0 | 0 | 0 | 0 | 0 | -0.01484 | -0.01484 |  | 0 | 0
100353 | KIBBY STRNG3 | 1 | 101 | 144 | 6.03 | 0 | 6.03 | 6.03 | 0 | 0 | -0.01484 | -0.01484 |  | 0 | 0
100354 | KIBBY STRNG4 | 1 | 101 | 144 | 4.17 | 0 | 4.17 | 4.17 | 0 | 0 | -0.01484 | -0.01484 |  | 0 | 0
100355 | KIBBY W DVAR | 34.5 | 101 | 144 | 0 | 0 | 0 | 0 | 0 | 0 | -0.01484 | -0.01484 |  | 0 | 0
100356 | HARRIS HY T1 | 13.8 | 101 | 113 | 17 | 0 | 17 | 17 | 0 | 0 | -0.01484 | -0.01484 |  | 0 | 0
100357 | HARRIS HY T2 | 13.8 | 101 | 113 | 0 | 0 | 0 | 0 | 0 | 0 | -0.01484 | -0.01484 |  | 0 | 0
100358 | HARRIS HY T3 | 13.8 | 101 | 113 | 0 | 0 | 0 | 0 | 0 | 0 | -0.01484 | -0.01484 |  | 0 | 0
100359 | VERJAY RILEY | 2.4 | 101 | 114 | 6.6 | 0 | 6.6 | 6.6 | 0 | 0 | -0.01484 | -0.01484 |  | 0 | 0
100360 | WYMAN HYD#1 | 13.8 | 101 | 113 | 29.01 | 0 | 29.01 | 29.01 | 0 | 0 | -0.01484 | -0.01484 |  | 0 | 0
100361 | WYMAN HYD#2 | 13.8 | 101 | 113 | 29.9 | 0 | 29.9 | 29.9 | 0 | 0 | -0.01484 | -0.01484 |  | 0 | 0
100362 | WYMAN HYD#3 | 13.8 | 101 | 113 | 0 | 0 | 0 | 0 | 0 | 0 | -0.01484 | -0.01484 |  | 0 | 0
100363 | WILLIAMS #1 | 6.9 | 101 | 113 | 8.22 | 0 | 8.22 | 8.22 | 0 | 0 | -0.01484 | -0.01484 |  | 0 | 0
100364 | WILLIAMS #2 | 6.9 | 101 | 113 | 0 | 0 | 0 | 0 | 0 | 0 | -0.01484 | -0.01484 |  | 0 | 0
100367 | YARMOUTH #3 | 14.4 | 101 | 113 | 116 | 0 | 116 | 116 | 0 | 0 | -0.01484 | -0.01484 |  | 0 | 0
100368 | YARMOUTH #4 | 22 | 101 | 113 | 0 | 0 | 0 | 0 | 0 | 0 | -0.01484 | -0.01484 |  | 0 | 0
100370 | AEI LIVERMRE | 13.8 | 101 | 113 | 35.3 | 0 | 35.3 | 35.3 | 0 | 0 | -0.01484 | -0.01484 |  | 0 | 0
100372 | SEA STRATTON | 13.8 | 101 | 113 | 0 | 0 | 0 | 0 | 0 | 0 | -0.01484 | -0.01484 |  | 0 | 0
100377 | VERSOCOGEN#1 | 13.8 | 101 | 113 | 0 | 0 | 0 | 0 | 0 | 0 | -0.01484 | -0.01484 |  | 0 | 0
100378 | VERSOCOGEN#2 | 13.8 | 101 | 113 | 44.64 | 0 | 45.17 | 44.64 | 0 | 0.53 | -0.01484 | -0.01484 |  | 0 | 0
100379 | VERSOCOGEN#3 | 13.8 | 101 | 113 | 44.1 | 0 | 44.1 | 44.1 | 0 | 0 | -0.01484 | -0.01484 |  | 0 | 0
100381 | RUMFORD PA C | 18 | 101 | 113 | 160.06 | 0 | 160.06 | 160.06 | 0 | 0 | -0.01484 | -0.01484 |  | 0 | 0
100382 | RUMFORD PA S | 13.8 | 101 | 113 | 84.88 | 0 | 84.88 | 84.88 | 0 | 0 | -0.01484 | -0.01484 |  | 0 | 0
100386 | WESTBROOK C1 | 18 | 101 | 113 | 174.71 | 0 | 174.71 | 174.71 | 0 | 0 | -0.01484 | -0.01484 |  | 0 | 0
100387 | WESTBROOK C2 | 18 | 101 | 113 | 174.71 | 0 | 174.71 | 174.71 | 0 | 0 | -0.01484 | -0.01484 |  | 0 | 0
100388 | WESTBROOK ST | 18 | 101 | 113 | 180.58 | 0 | 180.58 | 180.58 | 0 | 0 | -0.01484 | -0.01484 |  | 0 | 0
100389 | BUCKSPORT G4 | 18 | 101 | 113 | 160.3 | 0 | 160.3 | 160.3 | 0 | 0 | -0.01484 | -0.01484 |  | 0 | 0
100398 | RUMF FLS LH1 | 11.5 | 101 | 114 | 6.77 | 0 | 6.77 | 6.77 | 0 | 0 | -0.01484 | -0.01484 |  | 0 | 0
100399 | RUMF FLS LH2 | 11.5 | 101 | 114 | 6.77 | 0 | 6.77 | 6.77 | 0 | 0 | -0.01484 | -0.01484 |  | 0 | 0
100410 | HYD KENNEBEC | 4.16 | 101 | 113 | 7.83 | 0 | 7.83 | 7.83 | 0 | 0 | -0.01484 | -0.01484 |  | 0 | 0
100411 | RUMF FLS UH4 | 4.16 | 101 | 114 | 0 | 0 | 0 | 0 | 0 | 0 | -0.01484 | -0.01484 |  | 0 | 0
100412 | RUMF FLS UH2 | 11.5 | 101 | 114 | 15.45 | 0 | 15.45 | 15.45 | 0 | 0 | -0.01484 | -0.01484 |  | 0 | 0
100413 | RUMF FLS UH1 | 11.5 | 101 | 114 | 7.2 | 0 | 7.2 | 7.2 | 0 | 0 | -0.01484 | -0.01484 |  | 0 | 0
100416 | NEWPAGE BUS3 | 13.8 | 101 | 112 | 10 | 0 | 10 | 10 | 0 | 0 | -0.01484 | -0.01484 |  | 0 | 0
100418 | SAPPI WBRK 9 | 13.8 | 101 | 112 | 32.12 | 0 | 32.12 | 32.12 | 0 | 0 | -0.01484 | -0.01484 |  | 0 | 0
100419 | SAPPI WBRK10 | 13.8 | 101 | 112 | 10.95 | 0 | 10.95 | 10.95 | 0 | 0 | -0.01484 | -0.01484 |  | 0 | 0
100420 | VERSO JAY A | 13.8 | 101 | 112 | 34.5 | 0 | 34.5 | 34.5 | 0 | 0 | -0.01484 | -0.01484 |  | 0 | 0
100421 | VERSO JAY B | 13.8 | 101 | 112 | 34.5 | 0 | 34.5 | 34.5 | 0 | 0 | -0.01484 | -0.01484 |  | 0 | 0
100422 | SAPPI SMSTG1 | 13.8 | 101 | 114 | 0 | 0 | 0 | 0 | 0 | 0 | -0.01484 | -0.01484 |  | 0 | 0
100423 | SAPPI SMSTG2 | 13.8 | 101 | 114 | 60 | 0 | 60 | 60 | 0 | 0 | -0.01484 | -0.01484 |  | 0 | 0
100425 | NEWPAGE COGN | 13.8 | 101 | 113 | 119 | 1 | 119 | 119 | 0 | 0 | -0.01484 | -0.01484 |  | 0 | 0
100427 | VERJAY LVRHY | 2.3 | 101 | 114 | 6 | 0 | 6 | 6 | 0 | 0 | -0.01484 | -0.01484 |  | 0 | 0
100428 | VERJAY JAYHY | 4.16 | 101 | 114 | 3 | 0 | 3 | 3 | 0 | 0 | -0.01484 | -0.01484 |  | 0 | 0
100431 | VERJAY OTIS | 4.16 | 101 | 114 | 10.4 | 0 | 10.4 | 10.4 | 0 | 0 | -0.01484 | -0.01484 |  | 0 | 0
100432 | VERSO JAY C | 13.8 | 101 | 112 | 39.6 | 0 | 39.6 | 39.6 | 0 | 0 | -0.01484 | -0.01484 |  | 0 | 0
100448 | BONNY EAGLE | 2.4 | 101 | 114 | 0 | 0 | 0 | 0 | 0 | 0 | -0.01484 | -0.01484 |  | 0 | 0
100449 | HIRAM HYDRO | 2.4 | 101 | 114 | 11.6 | 0 | 11.6 | 11.6 | 0 | 0 | -0.01484 | -0.01484 |  | 0 | 0
100450 | ATHENS | 13.8 | 101 | 112 | 0 | 0 | 0 | 0 | 0 | 0 | -0.01484 | -0.01484 |  | 0 | 0
100460 | MONTY HYDRO | 12 | 101 | 114 | 28 | 0 | 28 | 28 | 0 | 0 | -0.01484 | -0.01484 |  | 0 | 0
100461 | HARRIS HYD4 | 2.4 | 101 | 114 | 0 | 0 | 0 | 0 | 0 | 0 | -0.01484 | -0.01484 |  | 0 | 0
100462 | DEER RIPS | 13.2 | 101 | 114 | 9.2 | 0 | 9.2 | 9.2 | 0 | 0 | -0.01484 | -0.01484 |  | 0 | 0
100463 | SKELTON HYD2 | 6.9 | 101 | 114 | 0 | 0 | 0 | 0 | 0 | 0 | -0.01484 | -0.01484 |  | 0 | 0
100464 | ECO ME PTRR | 13.2 | 101 | 114 | 0 | 0 | 0 | 0 | 0 | 0 | -0.01484 | -0.01484 |  | 0 | 0
100465 | CAPE GT 4 | 13.2 | 101 | 113 | 0 | 0 | 0 | 0 | 0 | 0 | -0.01484 | -0.01484 |  | 0 | 0
100466 | CAPE GT 5 | 13.2 | 101 | 113 | 0 | 0 | 0 | 0 | 0 | 0 | -0.01484 | -0.01484 |  | 0 | 0
100468 | WESTON HYDRO | 7.2 | 101 | 114 | 0 | 0 | 0 | 0 | 0 | 0 | -0.01484 | -0.01484 |  | 0 | 0
100469 | MILLER HYDRO | 4.16 | 101 | 114 | 19.4 | 0 | 19.4 | 19.4 | 0 | 0 | -0.01484 | -0.01484 |  | 0 | 0
100470 | PEJEPSCOT | 4.16 | 101 | 114 | 10.21 | 0 | 10.21 | 10.21 | 0 | 0 | -0.01484 | -0.01484 |  | 0 | 0
100471 | BRUNSWICK | 13.2 | 101 | 114 | 20.2 | 0 | 20.2 | 20.2 | 0 | 0 | -0.01484 | -0.01484 |  | 0 | 0
100473 | SKELTON HYD1 | 6.9 | 101 | 114 | 0 | 0 | 0 | 0 | 0 | 0 | -0.01484 | -0.01484 |  | 0 | 0
100474 | CATRACT EAST | 11.5 | 101 | 114 | 8.9 | 0 | 8.9 | 8.9 | 0 | 0 | -0.01484 | -0.01484 |  | 0 | 0
100475 | NORTH GORHAM | 13.2 | 101 | 114 | 0 | 0 | 0 | 0 | 0 | 0 | -0.01484 | -0.01484 |  | 0 | 0
100476 | BAR MILLS HY | 2.4 | 101 | 114 | 0 | 0 | 0 | 0 | 0 | 0 | -0.01484 | -0.01484 |  | 0 | 0
100477 | SHAWMUT G1-3 | 2.4 | 101 | 114 | 0 | 0 | 0 | 0 | 0 | 0 | -0.01484 | -0.01484 |  | 0 | 0
100478 | SHAWMUT G4-6 | 2.4 | 101 | 114 | 0 | 0 | 0 | 0 | 0 | 0 | -0.01484 | -0.01484 |  | 0 | 0
100479 | LOCKWOOD HYD | 4 | 101 | 114 | 0 | 0 | 0 | 0 | 0 | 0 | -0.01484 | -0.01484 |  | 0 | 0
100480 | SHAWMUT G7-8 | 4 | 101 | 114 | 0 | 0 | 0 | 0 | 0 | 0 | -0.01484 | -0.01484 |  | 0 | 0
100481 | W BUXTON HYD | 2.3 | 101 | 114 | 0 | 0 | 0 | 0 | 0 | 0 | -0.01484 | -0.01484 |  | 0 | 0
100483 | AZISCOHOS HY | 4.16 | 101 | 114 | 6.8 | 0 | 6.8 | 6.8 | 0 | 0 | -0.01484 | -0.01484 |  | 0 | 0
100485 | GULF ISL G1 | 13.2 | 101 | 114 | 6.14 | 0 | 6.14 | 6.14 | 0 | 0 | -0.01484 | -0.01484 |  | 0 | 0
100486 | GULF ISL G2 | 13.2 | 101 | 114 | 0 | 0 | 0 | 0 | 0 | 0 | -0.01484 | -0.01484 |  | 0 | 0
100487 | GULF ISL G3 | 13.2 | 101 | 114 | 0 | 0 | 0 | 0 | 0 | 0 | -0.01484 | -0.01484 |  | 0 | 0
100492 | CASCO BATT | 0.53 | 101 | 113 | 0 | 0 | 0 | 0 | 0 | 0 | -0.01484 | -0.01484 |  | 0 | 0
100562 | ROXWIND_WTG | 0.69 | 101 | 114 | 0 | 0 | 0 | 0 | 0 | 0 | -0.01484 | -0.01484 |  | 0 | 0
100688 | MADP ANSONHY | 4.16 | 101 | 134 | 7.01 | 0 | 7.01 | 7.01 | 0 | 0 | -0.01484 | -0.01484 |  | 0 | 0
100689 | MADP ABNKI 5 | 4.16 | 101 | 134 | 0 | 0 | 0 | 0 | 0 | 0 | -0.01484 | -0.01484 |  | 0 | 0
100690 | MADP ABNKI 6 | 4.2 | 101 | 134 | 0 | 0 | 0 | 0 | 0 | 0 | -0.01484 | -0.01484 |  | 0 | 0
100707 | RCRDHL STR1 | 0.69 | 101 | 114 | 6.8 | 0 | 6.8 | 6.8 | 0 | 0 | -0.01484 | -0.01484 |  | 0 | 0
100708 | RCRDHL STR2 | 0.69 | 101 | 114 | 6.8 | 0 | 6.8 | 6.8 | 0 | 0 | -0.01484 | -0.01484 |  | 0 | 0
100716 | CANTON | 6 | 101 | 114 | 0 | 0 | 0 | 0 | 0 | 0 | -0.01484 | -0.01484 |  | 0 | 0
100721 | SPRUCEMT WND | 0.69 | 101 | 114 | 0 | 0 | 0 | 0 | 0 | 0 | -0.01484 | -0.01484 |  | 0 | 0
100724 | SADLBCK_G | 6 | 101 | 114 | 3.75 | 0 | 3.75 | 3.75 | 0 | 0 | -0.01484 | -0.01484 |  | 0 | 0
100735 | BINGHAM G1 | 0.65 | 101 | 113 | 0 | 0 | 0 | 0 | 0 | 0 | -0.01484 | -0.01484 |  | 0 | 0
100736 | BINGHAM G2 | 0.65 | 101 | 113 | 4.98 | 0 | 4.98 | 4.98 | 0 | 0 | -0.01484 | -0.01484 |  | 0 | 0
100737 | BINGHAM G3 | 0.65 | 101 | 113 | 6.09 | 0 | 6.09 | 6.09 | 0 | 0 | -0.01484 | -0.01484 |  | 0 | 0
100738 | BINGHAM G4 | 0.65 | 101 | 113 | 5.53 | 0 | 5.53 | 5.53 | 0 | 0 | -0.01484 | -0.01484 |  | 0 | 0
100739 | BINGHAM G5 | 0.65 | 101 | 113 | 8.3 | 0 | 8.3 | 8.3 | 0 | 0 | -0.01484 | -0.01484 |  | 0 | 0
100749 | BINGHAM S1 | 12.5 | 101 | 113 | 0 | 0 | 0 | 0 | 0 | 0 | -0.01484 | -0.01484 |  | 0 | 0
100758 | SANFORD G1 | 0.6 | 101 | 113 | 0 | 0 | 0 | 0 | 0 | 0 | -0.01484 | -0.01484 |  | 0 | 0
100777 | PITTFD_GEN | 0.4 | 101 | 113 | 0 | 0 | 0 | 0 | 0 | 0 | -0.01484 | -0.01484 |  | 0 | 0
100851 | ANDOVER | 12 | 101 | 112 | 0 | 0 | 0 | 0 | 0 | 0 | -0.01484 | -0.01484 |  | 0 | 0
100870 | FRMSLR_AGG | 0.6 | 101 | 113 | 0 | 0 | 0 | 0 | 0 | 0 | -0.01484 | -0.01484 |  | 0 | 0
101062 | RICE RIPS | 34.5 | 101 | 112 | 0 | 0 | 0 | 0 | 0 | 0 | -0.01484 | -0.01484 |  | 0 | 0
102101 | PITTSFIELD_H | 4 | 101 | 112 | 0 | 0 | 0 | 0 | 0 | 0 | -0.01484 | -0.01484 |  | 0 | 0
102195 | MECH FLS HYD | 34.5 | 101 | 112 | 0 | 0 | 0 | 0 | 0 | 0 | -0.01484 | -0.01484 |  | 0 | 0
103050 | STSN_CL1 AGG | 0.57 | 101 | 363 | 0 | 0 | 0 | 0 | 0 | 0 | -0.01484 | -0.01484 |  | 0 | 0
103051 | STSN_CL2 AGG | 0.57 | 101 | 363 | 0 | 0 | 0 | 0 | 0 | 0 | -0.01484 | -0.01484 |  | 0 | 0
103052 | STSN_CL3 AGG | 0.57 | 101 | 363 | 0 | 0 | 0 | 0 | 0 | 0 | -0.01484 | -0.01484 |  | 0 | 0
103060 | MIS G1 | 18 | 101 | 353 | 0 | 0 | 0 | 0 | 0 | 0 | -0.01484 | -0.01484 |  | 0 | 0
103061 | MIS G2 | 18 | 101 | 353 | 115.24 | 0 | 157.84 | 115.24 | 0 | 42.6 | -0.01484 | -0.01484 |  | 0 | 0
103062 | MIS ST | 18 | 101 | 353 | 176.98 | 0 | 176.98 | 176.98 | 0 | 0 | -0.01484 | -0.01484 |  | 0 | 0
103066 | PERC | 13.8 | 101 | 353 | 21.76 | 0 | 21.76 | 21.76 | 0 | 0 | -0.01484 | -0.01484 |  | 0 | 0
103067 | INDECK 5GT | 12.5 | 101 | 353 | 0 | 0 | 0 | 0 | 0 | 0 | -0.01484 | -0.01484 |  | 0 | 0
103069 | WEST ENFIELD | 13.2 | 101 | 364 | 0 | 0 | 0 | 0 | 0 | 0 | -0.01484 | -0.01484 |  | 0 | 0
103070 | INDECK 6GT | 12.5 | 101 | 384 | 24.5 | 0 | 24.5 | 24.5 | 0 | 0 | -0.01484 | -0.01484 |  | 0 | 0
103076 | PPL MILFORD | 4.16 | 101 | 354 | 0 | 0 | 0 | 0 | 0 | 0 | -0.01484 | -0.01484 |  | 0 | 0
103077 | OT MILL_ST | 4.16 | 101 | 352 | 0 | 0 | 0 | 0 | 0 | 0 | -0.01484 | -0.01484 |  | 0 | 0
103079 | ELLSWRTH HYD | 2.3 | 101 | 374 | 0 | 0 | 0 | 0 | 0 | 0 | -0.01484 | -0.01484 |  | 0 | 0
103090 | ROLNS C1 AGG | 0.69 | 101 | 364 | 0 | 0 | 0 | 0 | 0 | 0 | -0.01484 | -0.01484 |  | 0 | 0
103093 | ROLNS C2 AGG | 0.69 | 101 | 364 | 0 | 0 | 0 | 0 | 0 | 0 | -0.01484 | -0.01484 |  | 0 | 0
103107 | DOLBY HYDRO8 | 6.9 | 101 | 364 | 3.01 | 0 | 3.01 | 3.01 | 0 | 0 | -0.01484 | -0.01484 |  | 0 | 0
103119 | WELDON HYDRO | 6.9 | 101 | 364 | 18.54 | 0 | 18.54 | 18.54 | 0 | 0 | -0.01484 | -0.01484 |  | 0 | 0
103123 | MILLNKT HY18 | 13.8 | 101 | 364 | 15.76 | 0 | 15.76 | 15.76 | 0 | 0 | -0.01484 | -0.01484 |  | 0 | 0
103124 | MILLNKT HY25 | 6.9 | 101 | 364 | 23.33 | 0 | 23.33 | 23.33 | 0 | 0 | -0.01484 | -0.01484 |  | 0 | 0
103129 | HANCOCK_DVAR | 0.48 | 101 | 381 | 0 | 0 | 0 | 0 | 0 | 0 | -0.01484 | -0.01484 |  | 0 | 0
103131 | EMILLNCKT HY | 6.9 | 101 | 364 | 9.27 | 0 | 9.27 | 9.27 | 0 | 0 | -0.01484 | -0.01484 |  | 0 | 0
103132 | DOLBY HYDRO | 6.9 | 101 | 364 | 14.37 | 0 | 14.37 | 14.37 | 0 | 0 | -0.01484 | -0.01484 |  | 0 | 0
103133 | MCKAY GEN1 | 6.9 | 101 | 363 | 10.43 | 0 | 10.43 | 10.43 | 0 | 0 | -0.01484 | -0.01484 |  | 0 | 0
103134 | MCKAY GEN2 | 6.9 | 101 | 363 | 10.43 | 0 | 10.43 | 10.43 | 0 | 0 | -0.01484 | -0.01484 |  | 0 | 0
103135 | MCKAY GEN3 | 6.9 | 101 | 363 | 11.36 | 0 | 11.36 | 11.36 | 0 | 0 | -0.01484 | -0.01484 |  | 0 | 0
103140 | BULL HIL WND | 0.65 | 101 | 384 | 0 | 0 | 0 | 0 | 0 | 0 | -0.01484 | -0.01484 |  | 0 | 0
103141 | NORTHTWIN HY | 2.3 | 101 | 364 | 9.5 | 0 | 9.5 | 9.5 | 0 | 0 | -0.01484 | -0.01484 |  | 0 | 0
103143 | OAKFIELD_SC | 12.5 | 101 | 364 | 0 | 0 | 0 | 0 | 0 | 0 | -0.01484 | -0.01484 |  | 0 | 0
103147 | OAKFIELD_STR | 0.65 | 101 | 364 | 0 | 0 | 0 | 0 | 0 | 0 | -0.01484 | -0.01484 |  | 0 | 0
103152 | PISG_GEN_EQV | 0.69 | 101 | 353 | 0 | 0 | 0 | 0 | 0 | 0 | -0.01484 | -0.01484 |  | 0 | 0
103166 | PASSADGENAG1 | 0.65 | 101 | 353 | 0 | 0 | 0 | 0 | 0 | 0 | -0.01484 | -0.01484 |  | 0 | 0
103169 | PASSADGENAG2 | 0.65 | 101 | 353 | 0 | 0 | 0 | 0 | 0 | 0 | -0.01484 | -0.01484 |  | 0 | 0
103170 | PASSAD CDVAR | 0.48 | 101 | 353 | 0 | 0 | 0 | 0 | 0 | 0 | -0.01484 | -0.01484 |  | 0 | 0
103173 | HANCOCK_AGC1 | 0.6 | 101 | 384 | 0 | 0 | 0 | 0 | 0 | 0 | -0.01484 | -0.01484 |  | 0 | 0
103174 | HANCOCK_AGC2 | 0.6 | 101 | 384 | 0 | 0 | 0 | 0 | 0 | 0 | -0.01484 | -0.01484 |  | 0 | 0
105257 | SACO VLY_SC1 | 12.5 | 101 | 563 | 0 | 0 | 0 | 0 | 0 | 0 | -0.01484 | -0.01484 |  | 0 | 0
105258 | SACO VLY_SC2 | 12.5 | 101 | 563 | 0 | 0 | 0 | 0 | 0 | 0 | -0.01484 | -0.01484 |  | 0 | 0
911597 | NBNE_CLCOV | 345 | 105 | 15 | 700 | 0 | 700 | 700 | 0 | 0 | -0.01484 | -0.01484 |  | 0 | 0
911600 | QP670-PV | 0.6 | 101 | 110 | 77.1 | 0 | 77.1 | 77.1 | 0 | 0 | -0.01484 | -0.01484 |  | 0 | 0
990180 | SUN_LOVELL | 115 | 101 | 110 | 0 | 0 | 0 | 0 | 0 | 0 | -0.01484 | -0.01484 |  | 0 | 0
992036 | SUN_WARREN | 34.5 | 101 | 112 | 6.93 | 0 | 6.93 | 6.93 | 0 | 0 | -0.01484 | -0.01484 |  | 0 | 0
992221 | SUN_WASHIN~1 | 34.5 | 101 | 112 | 5 | 0 | 5 | 5 | 0 | 0 | -0.01484 | -0.01484 |  | 0 | 0
105464 | NEWINGTON_G1 | 24 | 101 | 603 | 407.5 | 0 | 407.5 | 407.5 | 0 | 0 | -0.01483 | -0.01483 |  | 0 | 0
105476 | NEWINGTON_C1 | 18 | 101 | 603 | 175.28 | 0 | 175.28 | 175.28 | 0 | 0 | -0.01483 | -0.01483 |  | 0 | 0
105477 | NEWINGTON_C2 | 18 | 101 | 603 | 175.28 | 0 | 175.28 | 175.28 | 0 | 0 | -0.01483 | -0.01483 |  | 0 | 0
105478 | NEWINGTON_S1 | 18 | 101 | 603 | 208.95 | 0 | 208.95 | 208.95 | 0 | 0 | -0.01483 | -0.01483 |  | 0 | 0
105568 | SEABROOK_G1 | 25 | 101 | 603 | 1309.28 | 0 | 1309.28 | 1309.28 | 0 | 0 | -0.01481 | -0.01481 |  | 0 | 0
108895 | BERLIN VT_GT | 13.2 | 101 | 704 | 0 | 0 | 0 | 0 | 0 | 0 | -0.01476 | -0.01476 |  | 0 | 0
993997 | DFO NG_MID~1 | 115 | 101 | 1120 | 23 | 0 | 23 | 23 | 0 | 0 | -0.01474 | -0.01474 |  | 0 | 0
114858 | MILFRD MA CT | 13.8 | 101 | 1140 | 109.83 | 0 | 109.83 | 109.83 | 0 | 0 | -0.01468 | -0.01468 |  | 0 | 0
114859 | MILFRD MA ST | 13.8 | 101 | 1140 | 92.17 | 0 | 92.17 | 92.17 | 0 | 0 | -0.01468 | -0.01468 |  | 0 | 0
109277 | NEWPORT HY | 4.16 | 101 | 704 | 0 | 0 | 0 | 0 | 0 | 0 | -0.01462 | -0.01462 |  | 0 | 0
109234 | COVENTRY_GEN | 4.16 | 101 | 704 | 0 | 0 | 0 | 0 | 0 | 0 | -0.01461 | -0.01461 |  | 0 | 0
114713 | WATERS RVRJ1 | 13.8 | 101 | 1242 | 16.44 | 0 | 16.44 | 16.44 | 0 | 0 | -0.01461 | -0.01461 |  | 0 | 0
114714 | WATERS RVRJ2 | 13.8 | 101 | 1242 | 30.79 | 0 | 30.79 | 30.79 | 0 | 0 | -0.01461 | -0.01461 |  | 0 | 0
114716 | MMWEC WR | 13.8 | 101 | 1242 | 57.97 | 0 | 57.97 | 57.97 | 0 | 0 | -0.01461 | -0.01461 |  | 0 | 0
994421 | DFO NG_WAT~1 | 115 | 101 | 1130 | 61.85 | 0 | 61.85 | 61.85 | 0 | 0 | -0.01461 | -0.01461 |  | 0 | 0
109080 | MORETOWN | 4.16 | 101 | 704 | 0 | 0 | 0 | 0 | 0 | 0 | -0.01458 | -0.01458 |  | 0 | 0
114484 | SALEM 5CT | 18 | 101 | 1130 | 203.25 | 0 | 203.25 | 203.25 | 0 | 0 | -0.01456 | -0.01456 |  | 0 | 0
114485 | SALEM 5ST | 13.8 | 101 | 1130 | 133.75 | 0 | 133.75 | 133.75 | 0 | 0 | -0.01456 | -0.01456 |  | 0 | 0
114487 | SALEM 6CT | 18 | 101 | 1130 | 203.25 | 0 | 203.25 | 203.25 | 0 | 0 | -0.01456 | -0.01456 |  | 0 | 0
114488 | SALEM 6ST | 13.8 | 101 | 1130 | 133.75 | 0 | 133.75 | 133.75 | 0 | 0 | -0.01456 | -0.01456 |  | 0 | 0
114728 | MARBLEHEAD A | 23 | 101 | 1246 | 2.5 | 0 | 2.5 | 2.5 | 0 | 0 | -0.01456 | -0.01456 |  | 0 | 0
114729 | MARBLEHEAD B | 23 | 101 | 1246 | 2.5 | 0 | 2.5 | 2.5 | 0 | 0 | -0.01456 | -0.01456 |  | 0 | 0
109076 | LTTLE RIVER | 4.16 | 101 | 704 | 0 | 0 | 0 | 0 | 0 | 0 | -0.01451 | -0.01451 |  | 0 | 0
108905 | KINGDOM_GEN | 0.65 | 101 | 704 | 12 | 0 | 12 | 12 | 0 | 0 | -0.0145 | -0.0145 |  | 0 | 0
109321 | KCW_JAY_SC1 | 13.8 | 101 | 704 | 0 | 0 | 0 | 0 | 0 | 0 | -0.01449 | -0.01449 |  | 0 | 0
109072 | BOLTON FALLS | 4.16 | 101 | 704 | 0 | 0 | 0 | 0 | 0 | 0 | -0.01437 | -0.01437 |  | 0 | 0
113429 | FRENCH_B1 | 0.48 | 101 | 1110 | 0 | 0 | 0 | 0 | 0 | 0 | -0.01423 | -0.01423 |  | 0 | 0
113431 | FRENCH_A1 | 0.48 | 101 | 1110 | 0 | 0 | 0 | 0 | 0 | 0 | -0.01423 | -0.01423 |  | 0 | 0
113432 | FRENCH_A2 | 0.48 | 101 | 1110 | 0 | 0 | 0 | 0 | 0 | 0 | -0.01423 | -0.01423 |  | 0 | 0
990759 | BAT_MYSTIC~1 | 345 | 101 | 1000 | 276 | 0 | 276 | 276 | 0 | 0 | -0.01423 | -0.01423 |  | 0 | 0
991802 | BAT_MYSTIC_R | 345 | 101 | 1000 | 507 | 0 | 507 | 507 | 0 | 0 | -0.01423 | -0.01423 |  | 0 | 0
993287 | SUN_NORTH ~1 | 115 | 101 | 1110 | 0 | 0 | 0 | 0 | 0 | 0 | -0.01423 | -0.01423 |  | 0 | 0
107324 | HG_CONVRTR_S | 115 | 101 | 703 | 0 | 0 | 0 | 0 | 0 | 0 | -0.01405 | -0.01405 |  | 0 | 0
108894 | SWANTON GT | 13.8 | 101 | 704 | 0 | 0 | 0 | 0 | 0 | 0 | -0.01405 | -0.01405 |  | 0 | 0
109280 | SHELDON_G1 | 4.16 | 101 | 704 | 0 | 0 | 0 | 0 | 0 | 0 | -0.01405 | -0.01405 |  | 0 | 0
109281 | SHELDON_G2 | 4.16 | 101 | 704 | 0 | 0 | 0 | 0 | 0 | 0 | -0.01405 | -0.01405 |  | 0 | 0
109282 | SHELDON_G3 | 4.16 | 101 | 704 | 0 | 0 | 0 | 0 | 0 | 0 | -0.01405 | -0.01405 |  | 0 | 0
911524 | HIGH_DGEN | 115 | 101 | 703 | 0 | 0 | 0 | 0 | 0 | 0 | -0.01405 | -0.01405 |  | 0 | 0
114465 | RESCO-SAUGUS | 13.8 | 101 | 1130 | 32.79 | 0 | 32.79 | 32.79 | 0 | 0 | -0.01396 | -0.01396 |  | 0 | 0
109228 | FAIRFAX FALS | 2.3 | 101 | 704 | 0 | 0 | 0 | 0 | 0 | 0 | -0.01394 | -0.01394 |  | 0 | 0
108168 | GEORGIA MTN | 0.69 | 101 | 704 | 0 | 0 | 0 | 0 | 0 | 0 | -0.01391 | -0.01391 |  | 0 | 0
109226 | PETERSON_GEN | 4 | 101 | 704 | 0 | 0 | 0 | 0 | 0 | 0 | -0.01391 | -0.01391 |  | 0 | 0
109227 | CLARK FALLS | 2.4 | 101 | 704 | 0 | 0 | 0 | 0 | 0 | 0 | -0.01391 | -0.01391 |  | 0 | 0
109229 | MILTON_G | 2.3 | 101 | 704 | 0 | 0 | 0 | 0 | 0 | 0 | -0.01391 | -0.01391 |  | 0 | 0
990804 | SUN BAT_BU~1 | 115 | 101 | 1000 | 5.5 | 0 | 5.5 | 5.5 | 0 | 0 | -0.01376 | -0.01376 |  | 0 | 0
114470 | GE RIVER R&T | 13.8 | 101 | 1130 | 1.14 | 0 | 1.14 | 1.14 | 0 | 0 | -0.01374 | -0.01374 |  | 0 | 0
114474 | GE RIVER S&U | 13.8 | 101 | 1130 | 1.14 | 0 | 1.14 | 1.14 | 0 | 0 | -0.01374 | -0.01374 |  | 0 | 0
108875 | BED_WINOOSKI | 13.8 | 101 | 704 | 0 | 0 | 0 | 0 | 0 | 0 | -0.01369 | -0.01369 |  | 0 | 0
108891 | GORGE GT | 13.8 | 101 | 704 | 0 | 0 | 0 | 0 | 0 | 0 | -0.01369 | -0.01369 |  | 0 | 0
108986 | GORGE_HYDRO | 4.16 | 101 | 704 | 0 | 0 | 0 | 0 | 0 | 0 | -0.01369 | -0.01369 |  | 0 | 0
109160 | JC MCNEIL | 13.8 | 101 | 704 | 0 | 0 | 0 | 0 | 0 | 0 | -0.01369 | -0.01369 |  | 0 | 0
108988 | ESSEX DIESLS | 2.4 | 101 | 704 | 0 | 0 | 0 | 0 | 0 | 0 | -0.01368 | -0.01368 |  | 0 | 0
108990 | ESSEX HYDRO | 2.4 | 101 | 704 | 0 | 0 | 0 | 0 | 0 | 0 | -0.01368 | -0.01368 |  | 0 | 0
111080 | W MEDWAY J4 | 13.8 | 101 | 1023 | 97.4 | 0 | 97.4 | 97.4 | 0 | 0 | -0.01363 | -0.01363 |  | 0 | 0
111081 | W MEDWAY J5 | 13.8 | 101 | 1023 | 97.4 | 0 | 97.4 | 97.4 | 0 | 0 | -0.01363 | -0.01363 |  | 0 | 0
111083 | W MEDWAY J3 | 13.8 | 101 | 1023 | 57.5 | 0 | 57.5 | 57.5 | 0 | 0 | -0.01363 | -0.01363 |  | 0 | 0
111123 | KENDALL ST B | 13.8 | 101 | 1013 | 27.75 | 0 | 27.75 | 27.75 | 0 | 0 | -0.01353 | -0.01353 |  | 0 | 0
111126 | KENDALL CT | 18 | 101 | 1013 | 170 | 0 | 170 | 170 | 0 | 0 | -0.01353 | -0.01353 |  | 0 | 0
111127 | E CAMBRIDGE | 13.8 | 101 | 1012 | 0 | 0 | 0 | 0 | 0 | 0 | -0.01353 | -0.01353 |  | 0 | 0
991103 | NG_PUTNAM 36 | 115 | 101 | 1010 | 43 | 0 | 43 | 43 | 0 | 0 | -0.01353 | -0.01353 |  | 0 | 0
991104 | DFO NG_KEN~1 | 115 | 101 | 1010 | 30 | 0 | 30 | 30 | 0 | 0 | -0.01353 | -0.01353 |  | 0 | 0
990819 | BAT_CHELSE~1 | 115 | 101 | 1000 | 351.9 | 0 | 351.9 | 351.9 | 0 | 0 | -0.01344 | -0.01344 |  | 0 | 0
109103 | SILVERLAKE | 6.9 | 101 | 704 | 0 | 0 | 0 | 0 | 0 | 0 | -0.01341 | -0.01341 |  | 0 | 0
111125 | PUTNAM 2 | 13.8 | 101 | 1012 | 0 | 0 | 0 | 0 | 0 | 0 | -0.01341 | -0.01341 |  | 0 | 0
111124 | KENDALL JET | 13.8 | 101 | 1014 | 18 | 0 | 18 | 18 | 0 | 0 | -0.01338 | -0.01338 |  | 0 | 0
108884 | BURLINGTN_GT | 13.8 | 101 | 704 | 0 | 0 | 0 | 0 | 0 | 0 | -0.01332 | -0.01332 |  | 0 | 0
110983 | MATEP_DIESEL | 13.8 | 101 | 1004 | 19.35 | 0 | 19.35 | 19.35 | 0 | 0 | -0.01326 | -0.01326 |  | 0 | 0
110984 | MATEP_CC | 13.8 | 101 | 1004 | 57.1 | 0 | 57.1 | 57.1 | 0 | 0 | -0.01326 | -0.01326 |  | 0 | 0
990926 | BAT_ELECTR~1 | 115 | 101 | 1000 | 267.51 | 0 | 326.37 | 267.51 | 0 | 58.86 | -0.01325 | -0.01325 |  | 0 | 0
110985 | MATEP 3 | 13.8 | 101 | 1004 | 19.35 | 0 | 19.35 | 19.35 | 0 | 0 | -0.01319 | -0.01319 |  | 0 | 0
109151 | COOL_PV_GEN | 0.6 | 101 | 703 | 0 | 0 | 0 | 0 | 0 | 0 | -0.01313 | -0.01313 |  | 0 | 0
111009 | MBTA | 14.4 | 101 | 1002 | 47 | 0 | 47 | 47 | 0 | 0 | -0.01308 | -0.01308 |  | 0 | 0
109053 | RUTLAND GT | 13.2 | 101 | 704 | 0 | 0 | 0 | 0 | 0 | 0 | -0.01302 | -0.01302 |  | 0 | 0
109065 | RUT GT_D1_CR | 12.5 | 101 | 802 | 0 | 0 | 0 | 0 | 0 | 0 | -0.01302 | -0.01302 |  | 0 | 0
109051 | GLEN HYDRO | 13.2 | 101 | 704 | 0 | 0 | 0 | 0 | 0 | 0 | -0.013 | -0.013 |  | 0 | 0
109079 | PATCH HYDRO | 2.3 | 101 | 704 | 0 | 0 | 0 | 0 | 0 | 0 | -0.013 | -0.013 |  | 0 | 0
108992 | VERGENNES GN | 2.4 | 101 | 704 | 0 | 0 | 0 | 0 | 0 | 0 | -0.01294 | -0.01294 |  | 0 | 0
111028 | FRAMINGHAM | 13.8 | 101 | 1002 | 42.3 | 0 | 42.3 | 42.3 | 0 | 0 | -0.01294 | -0.01294 |  | 0 | 0
997790 | SUN_VERGEN~1 | 115 | 101 | 700 | 45.98 | 0 | 50 | 45.98 | 0 | 4.02 | -0.01294 | -0.01294 |  | 0 | 0
109107 | WEYBRDGE | 12.5 | 101 | 704 | 0 | 0 | 0 | 0 | 0 | 0 | -0.01292 | -0.01292 |  | 0 | 0
108953 | PROCTOR HYD | 4.16 | 101 | 704 | 0 | 0 | 0 | 0 | 0 | 0 | -0.01286 | -0.01286 |  | 0 | 0
108949 | BELDENS | 4.16 | 101 | 704 | 0 | 0 | 0 | 0 | 0 | 0 | -0.01277 | -0.01277 |  | 0 | 0
108951 | HUNTINGTON | 4.16 | 101 | 704 | 0 | 0 | 0 | 0 | 0 | 0 | -0.01277 | -0.01277 |  | 0 | 0
998476 | SUN_CARVER~1 | 46 | 101 | 802 | 0 | 0 | 0 | 0 | 0 | 0 | -0.01275 | -0.01275 |  | 0 | 0
994935 | SUN_CHESTN~1 | 115 | 101 | 680 | 0 | 0 | 0 | 0 | 0 | 0 | -0.01254 | -0.01254 |  | 0 | 0
994946 | SUN_VERNON~2 | 115 | 101 | 99 | 0 | 0 | 0 | 0 | 0 | 0 | -0.01229 | -0.01229 |  | 0 | 0
997010 | HVDC_COOLI~1 | 345 | 101 | 700 | 0 | 0 | 0 | 0 | 0 | 0 | -0.01223 | -0.01223 |  | 0 | 0
997910 | SUN_VERNON~1 | 115 | 101 | 700 | 0 | 0 | 0 | 0 | 0 | 0 | -0.01222 | -0.01222 |  | 0 | 0
990898 | SUN BAT_CA~1 | 115 | 101 | 1020 | 8.8 | 0 | 8.8 | 8.8 | 0 | 0 | -0.01098 | -0.01098 |  | 0 | 0
111092 | EDGAR ST | 18 | 101 | 1023 | 0 | 0 | 0 | 0 | 0 | 0 | -0.01028 | -0.01028 |  | 0 | 0
111093 | EDGAR GT1 | 16 | 101 | 1023 | 0 | 0 | 0 | 0 | 0 | 0 | -0.01028 | -0.01028 |  | 0 | 0
111097 | EDGAR GT2 | 16 | 101 | 1023 | 0 | 0 | 0 | 0 | 0 | 0 | -0.01028 | -0.01028 |  | 0 | 0
111722 | TA WATSON 1 | 13.8 | 101 | 1063 | 0 | 0 | 0 | 0 | 0 | 0 | -0.01028 | -0.01028 |  | 0 | 0
111723 | TA WATSON 2 | 13.8 | 101 | 1063 | 0 | 0 | 0 | 0 | 0 | 0 | -0.01028 | -0.01028 |  | 0 | 0
111728 | POTTER 2 CT | 13.8 | 101 | 1063 | 0 | 0 | 0 | 0 | 0 | 0 | -0.01028 | -0.01028 |  | 0 | 0
111729 | POTTER 2 ST | 13.8 | 101 | 1063 | 0 | 0 | 0 | 0 | 0 | 0 | -0.01028 | -0.01028 |  | 0 | 0
990901 | DFO NG_EDGAR | 115 | 101 | 1020 | 0 | 0 | 0 | 0 | 0 | 0 | -0.01028 | -0.01028 |  | 0 | 0
113073 | PALMER | 23 | 101 | 1100 | 0 | 0 | 0 | 0 | 0 | 0 | -0.01007 | -0.01007 |  | 0 | 0
993012 | SUN_PALMER | 115 | 101 | 1100 | 19.2 | 0 | 19.2 | 19.2 | 0 | 0 | -0.01007 | -0.01007 |  | 0 | 0
113128 | WARREN_A | 0.34 | 101 | 1100 | 0 | 0 | 0 | 0 | 0 | 0 | -0.00996 | -0.00996 |  | 0 | 0
113129 | WARREN_B | 0.34 | 101 | 1100 | 0 | 0 | 0 | 0 | 0 | 0 | -0.00996 | -0.00996 |  | 0 | 0
113130 | WARREN_C | 0.36 | 101 | 1100 | 0 | 0 | 0 | 0 | 0 | 0 | -0.00996 | -0.00996 |  | 0 | 0
993004 | SUN_LITL R~1 | 115 | 101 | 1100 | 24.91 | 0 | 24.91 | 24.91 | 0 | 0 | -0.00996 | -0.00996 |  | 0 | 0
993300 | SUN_W CHAR~1 | 115 | 101 | 1110 | 0 | 0 | 0 | 0 | 0 | 0 | -0.00981 | -0.00981 |  | 0 | 0
994757 | BAT_S WREN~1 | 115 | 101 | 1140 | 0 | 0 | 0 | 0 | 0 | 0 | -0.0098 | -0.0098 |  | 0 | 0
113389 | SNOW STREET2 | 13.2 | 101 | 1110 | 0 | 0 | 0 | 0 | 0 | 0 | -0.00978 | -0.00978 |  | 0 | 0
113405 | MILLENIUM CT | 16 | 101 | 1110 | 0 | 0 | 0 | 0 | 0 | 0 | -0.00978 | -0.00978 |  | 0 | 0
113406 | MILLENIUM ST | 13.8 | 101 | 1110 | 0 | 0 | 0 | 0 | 0 | 0 | -0.00978 | -0.00978 |  | 0 | 0
993295 | SUN_SNOW S~1 | 115 | 101 | 1110 | 0 | 0 | 0 | 0 | 0 | 0 | -0.00978 | -0.00978 |  | 0 | 0
993264 | SUN_MILLBURY | 345 | 101 | 1110 | 0 | 0 | 0 | 0 | 0 | 0 | -0.00977 | -0.00977 |  | 0 | 0
110950 | W MEDWAY J2 | 13.8 | 101 | 1023 | 0 | 0 | 0 | 0 | 0 | 0 | -0.00973 | -0.00973 |  | 0 | 0
110951 | W MEDWAY JET | 13.8 | 101 | 1023 | 0 | 0 | 0 | 0 | 0 | 0 | -0.00973 | -0.00973 |  | 0 | 0
990783 | WND_PILGRIM | 345 | 101 | 1020 | 0 | 0 | 0 | 0 | 0 | 0 | -0.00923 | -0.00923 |  | 0 | 0
991136 | SUN_KINGST~1 | 115 | 101 | 1030 | 2.76 | 0 | 2.76 | 2.76 | 0 | 0 | -0.00921 | -0.00921 |  | 0 | 0
991144 | BAT_BROOK ~1 | 115 | 101 | 1030 | 209.96 | 0 | 209.96 | 209.96 | 0 | 0 | -0.0092 | -0.0092 |  | 0 | 0
991171 | SUN BAT_WE~1 | 23 | 101 | 1032 | 0 | 0 | 0 | 0 | 0 | 0 | -0.0092 | -0.0092 |  | 0 | 0
111251 | CANAL G1 | 18 | 101 | 1043 | 0 | 0 | 0 | 0 | 0 | 0 | -0.00919 | -0.00919 |  | 0 | 0
111252 | CANAL G2 | 18 | 101 | 1043 | 141.02 | 0 | 576.37 | 141.02 | 0 | 435.35 | -0.00919 | -0.00919 |  | 0 | 0
111256 | CANAL 3 CTG | 25 | 101 | 1043 | 333 | 0 | 333 | 333 | 0 | 0 | -0.00919 | -0.00919 |  | 0 | 0
111202 | BARNSTABLE | 115 | 101 | 1040 | 0 | 0 | 0 | 0 | 0 | 0 | -0.00912 | -0.00912 |  | 0 | 0
111248 | WEST TISBURY | 14.4 | 101 | 1044 | 0 | 0 | 0 | 0 | 0 | 0 | -0.00912 | -0.00912 |  | 0 | 0
111253 | OAK BLUFFS | 23 | 101 | 1043 | 0 | 0 | 0 | 0 | 0 | 0 | -0.00912 | -0.00912 |  | 0 | 0
111346 | QP624_SC2 | 33 | 101 | 1040 | 0 | 0 | 0 | 0 | 0 | 0 | -0.00912 | -0.00912 |  | 0 | 0
111347 | QP624_SC1 | 33 | 101 | 1040 | 0 | 0 | 0 | 0 | 0 | 0 | -0.00912 | -0.00912 |  | 0 | 0
111365 | QP624-2B | 0.69 | 101 | 1043 | 0 | 0 | 0 | 0 | 0 | 0 | -0.00912 | -0.00912 |  | 0 | 0
111366 | QP624-2A | 0.69 | 101 | 1043 | 0 | 0 | 0 | 0 | 0 | 0 | -0.00912 | -0.00912 |  | 0 | 0
111367 | QP624-1B | 0.69 | 101 | 1043 | 0 | 0 | 0 | 0 | 0 | 0 | -0.00912 | -0.00912 |  | 0 | 0
111368 | QP624-1A | 0.69 | 101 | 1043 | 0 | 0 | 0 | 0 | 0 | 0 | -0.00912 | -0.00912 |  | 0 | 0
115978 | BUNKER CTG | 13.2 | 101 | 1170 | 0 | 0 | 0 | 0 | 0 | 0 | -0.00912 | -0.00912 |  | 0 | 0
115979 | BUNKER BESS | 0.4 | 101 | 1170 | 0 | 0 | 0 | 0 | 0 | 0 | -0.00912 | -0.00912 |  | 0 | 0
991202 | WND_BARNST~1 | 115 | 101 | 1040 | 0 | 0 | 0 | 0 | 0 | 0 | -0.00912 | -0.00912 |  | 0 | 0
991204 | SUN BAT_FA~1 | 115 | 101 | 1040 | 0 | 0 | 0 | 0 | 0 | 0 | -0.00912 | -0.00912 |  | 0 | 0
991207 | SUN BAT_HA~1 | 115 | 101 | 1040 | 0 | 0 | 0 | 0 | 0 | 0 | -0.00912 | -0.00912 |  | 0 | 0
991215 | SUN BAT_MA~1 | 115 | 101 | 1040 | 0 | 0 | 0 | 0 | 0 | 0 | -0.00912 | -0.00912 |  | 0 | 0
991245 | SUN BAT_SA~1 | 115 | 101 | 1040 | 0 | 0 | 0 | 0 | 0 | 0 | -0.00912 | -0.00912 |  | 0 | 0
991133 | BAT_CARVER | 345 | 101 | 1030 | 150 | 0 | 150 | 150 | 0 | 0 | -0.00911 | -0.00911 |  | 0 | 0
991134 | WND_W BARN~1 | 345 | 101 | 1030 | 0 | 0 | 0 | 0 | 0 | 0 | -0.00911 | -0.00911 |  | 0 | 0
991135 | WND_W BARN~1 | 115 | 101 | 1040 | 0 | 0 | 0 | 0 | 0 | 0 | -0.00911 | -0.00911 |  | 0 | 0
991156 | SUN BAT_VA~1 | 115 | 101 | 1030 | 9.98 | 0 | 9.98 | 9.98 | 0 | 0 | -0.00909 | -0.00909 |  | 0 | 0
111181 | BW-PV_1 | 0.4 | 101 | 1032 | 0 | 0 | 0 | 0 | 0 | 0 | -0.00902 | -0.00902 |  | 0 | 0
111182 | BW-PV_2 | 0.4 | 101 | 1032 | 0 | 0 | 0 | 0 | 0 | 0 | -0.00902 | -0.00902 |  | 0 | 0
111183 | BW-PV_3 | 0.4 | 101 | 1032 | 0 | 0 | 0 | 0 | 0 | 0 | -0.00902 | -0.00902 |  | 0 | 0
991152 | BAT_WAREHA~1 | 115 | 101 | 1030 | 244.22 | 0 | 348.18 | 244.22 | 0 | 103.96 | -0.00902 | -0.00902 |  | 0 | 0
991155 | SUN_WAREHA~1 | 115 | 101 | 1030 | 9.5 | 0 | 9.5 | 9.5 | 0 | 0 | -0.00902 | -0.00902 |  | 0 | 0
111188 | SEMASS G1 | 13.8 | 101 | 1033 | 0 | 0 | 0 | 0 | 0 | 0 | -0.00899 | -0.00899 |  | 0 | 0
111189 | SEMASS G2 | 13.8 | 101 | 1033 | 0 | 0 | 0 | 0 | 0 | 0 | -0.00899 | -0.00899 |  | 0 | 0
991141 | SUN BAT_TR~1 | 115 | 101 | 1030 | 12.69 | 0 | 33.74 | 12.69 | 0 | 21.05 | -0.00897 | -0.00897 |  | 0 | 0
991140 | SUN BAT_RO~1 | 115 | 101 | 1030 | 24.62 | 0 | 24.62 | 24.62 | 0 | 0 | -0.00882 | -0.00882 |  | 0 | 0
116411 | NORTHFIELD 1 | 13.8 | 101 | 1373 | 292 | 0 | 292 | 292 | 0 | 0 | 0.11539 | -0.00877 |  | 0 | 0
116412 | NORTHFIELD 2 | 13.8 | 101 | 1373 | 292 | 0 | 292 | 292 | 0 | 0 | 0.11539 | -0.00877 |  | 0 | 0
116413 | NORTHFIELD 3 | 13.8 | 101 | 1373 | 292 | 0 | 292 | 292 | 0 | 0 | -0.00877 | -0.00877 |  | 0 | 0
116414 | NORTHFIELD 4 | 13.8 | 101 | 1373 | 292 | 0 | 292 | 292 | 0 | 0 | -0.00877 | -0.00877 |  | 0 | 0
991271 | SUN BAT_CR~2 | 115 | 101 | 1050 | 27.96 | 0 | 27.96 | 27.96 | 0 | 0 | -0.00874 | -0.00874 |  | 0 | 0
991272 | SUN BAT_AR~1 | 115 | 101 | 1050 | 7 | 0 | 7 | 7 | 0 | 0 | -0.00865 | -0.00865 |  | 0 | 0
991273 | SUN BAT_WI~1 | 115 | 101 | 1050 | 28.43 | 0 | 28.43 | 28.43 | 0 | 0 | -0.00865 | -0.00865 |  | 0 | 0
990770 | BAT_W MEDW~1 | 345 | 101 | 1020 | 250 | 0 | 250 | 250 | 0 | 0 | -0.00861 | -0.00861 |  | 0 | 0
114861 | ANP BLLNGHM1 | 21 | 101 | 1140 | 0 | 0 | 0 | 0 | 0 | 0 | -0.0085 | -0.0085 |  | 0 | 0
114862 | ANP BLLNGHM2 | 21 | 101 | 1140 | 0 | 0 | 0 | 0 | 0 | 0 | -0.0085 | -0.0085 |  | 0 | 0
991268 | SUN BAT_IN~1 | 115 | 101 | 1050 | 40.45 | 0 | 40.45 | 40.45 | 0 | 0 | -0.00837 | -0.00837 |  | 0 | 0
115689 | CLEARY G8-9A | 13.8 | 101 | 1254 | 46.82 | 0 | 46.82 | 46.82 | 0 | 0 | -0.00833 | -0.00833 |  | 0 | 0
115690 | CLEARY G9 | 13.8 | 101 | 1254 | 84.18 | 0 | 84.18 | 84.18 | 0 | 0 | -0.00833 | -0.00833 |  | 0 | 0
111316 | DARTMTH PWRA | 13.8 | 101 | 1053 | 0 | 0 | 0 | 0 | 0 | 0 | -0.00823 | -0.00823 |  | 0 | 0
111317 | DARTMTH PWRB | 13.8 | 101 | 1053 | 0 | 0 | 0 | 0 | 0 | 0 | -0.00823 | -0.00823 |  | 0 | 0
991265 | SUN BAT_FI~1 | 115 | 101 | 1050 | 0 | 0 | 0 | 0 | 0 | 0 | -0.00823 | -0.00823 |  | 0 | 0
991267 | BAT_CROSS ~1 | 115 | 101 | 1050 | 129.81 | 0 | 246 | 129.81 | 0 | 116.19 | -0.00823 | -0.00823 |  | 0 | 0
991275 | SUN BAT_CR~1 | 115 | 101 | 1050 | 14.5 | 0 | 14.5 | 14.5 | 0 | 0 | -0.00823 | -0.00823 |  | 0 | 0
115742 | DIGHTON PWR | 22 | 101 | 1160 | 168 | 0 | 168 | 168 | 0 | 0 | -0.00822 | -0.00822 |  | 0 | 0
997349 | SUN_WOONSO~1 | 115 | 101 | 1410 | 0 | 0 | 0 | 0 | 0 | 0 | -0.00798 | -0.00798 |  | 0 | 0
991378 | SUN BAT_BE~1 | 115 | 101 | 1050 | 279.36 | 0 | 880 | 279.36 | 0 | 600.64 | -0.00792 | -0.00792 |  | 0 | 0
117434 | TIVERTON GT | 18 | 101 | 1410 | 0 | 0 | 0 | 0 | 0 | 0 | -0.00784 | -0.00784 |  | 0 | 0
117435 | TIVERTON ST | 13.8 | 101 | 1410 | 0 | 0 | 0 | 0 | 0 | 0 | -0.00784 | -0.00784 |  | 0 | 0
997357 | SUN_Tiverton | 115 | 101 | 1410 | 0 | 0 | 0 | 0 | 0 | 0 | -0.00784 | -0.00784 |  | 0 | 0
998179 | NG_NAVY TAP | 69 | 101 | 1420 | 6.27 | 0 | 6.27 | 6.27 | 0 | 0 | -0.00784 | -0.00784 |  | 0 | 0
998187 | SUN_JEPSON | 13.8 | 101 | 1420 | 20.97 | 0 | 20.97 | 20.97 | 0 | 0 | -0.00784 | -0.00784 |  | 0 | 0
997005 | BAT_W FARN~1 | 115 | 101 | 1400 | 0 | 0 | 0 | 0 | 0 | 0 | -0.00722 | -0.00722 |  | 0 | 0
997012 | SUN_NASONV~1 | 115 | 101 | 1400 | 0 | 0 | 0 | 0 | 0 | 0 | -0.00722 | -0.00722 |  | 0 | 0
111084 | NEA BELL GT1 | 13.8 | 101 | 1023 | 0 | 0 | 0 | 0 | 0 | 0 | -0.00697 | -0.00697 |  | 0 | 0
111085 | NEA BELL GT2 | 13.8 | 101 | 1023 | 0 | 0 | 0 | 0 | 0 | 0 | -0.00697 | -0.00697 |  | 0 | 0
111086 | NEA BELL ST1 | 13.8 | 101 | 1023 | 0 | 0 | 0 | 0 | 0 | 0 | -0.00697 | -0.00697 |  | 0 | 0
994734 | WND_BRAYTN~1 | 345 | 101 | 1140 | 0 | 0 | 0 | 0 | 0 | 0 | -0.00693 | -0.00693 |  | 0 | 0
997346 | SUN_WOLF H~1 | 115 | 101 | 1410 | 0 | 0 | 0 | 0 | 0 | 0 | -0.00644 | -0.00644 |  | 0 | 0
997353 | SUN_PUTNAM~1 | 115 | 101 | 1410 | 0 | 0 | 0 | 0 | 0 | 0 | -0.0063 | -0.0063 |  | 0 | 0
111095 | ANP BLKSTN 1 | 21 | 101 | 1023 | 0 | 0 | 0 | 0 | 0 | 0 | -0.00617 | -0.00617 |  | 0 | 0
111096 | ANP BLKSTN 2 | 21 | 101 | 1023 | 0 | 0 | 0 | 0 | 0 | 0 | -0.00617 | -0.00617 |  | 0 | 0
117426 | MANCHSTR 09A | 13.8 | 101 | 1410 | 106.94 | 0 | 106.94 | 106.94 | 0 | 0 | -0.00597 | -0.00597 |  | 0 | 0
117427 | MANCHSTR 10A | 13.8 | 101 | 1410 | 109.03 | 0 | 109.03 | 109.03 | 0 | 0 | -0.00597 | -0.00597 |  | 0 | 0
117428 | MANCHSTR 11A | 13.8 | 101 | 1410 | 107.53 | 0 | 107.53 | 107.53 | 0 | 0 | -0.00597 | -0.00597 |  | 0 | 0
117431 | FRNKLNSQ SC1 | 11.5 | 101 | 1410 | 47.06 | 0 | 47.06 | 47.06 | 0 | 0 | -0.00597 | -0.00597 |  | 0 | 0
117432 | FRNKLNSQ SC2 | 11.5 | 101 | 1410 | 47.97 | 0 | 47.97 | 47.97 | 0 | 0 | -0.00597 | -0.00597 |  | 0 | 0
117433 | FRNKLNSQ SC3 | 11.5 | 101 | 1410 | 49.47 | 0 | 49.47 | 49.47 | 0 | 0 | -0.00597 | -0.00597 |  | 0 | 0
993014 | SUN_THORND~1 | 115 | 101 | 1100 | 17.42 | 0 | 17.42 | 17.42 | 0 | 0 | -0.00595 | -0.00595 |  | 0 | 0
997311 | SUN_JOHNST~1 | 115 | 101 | 1410 | 0 | 0 | 0 | 0 | 0 | 0 | -0.00565 | -0.00565 |  | 0 | 0
117436 | RISE CT1 | 18 | 101 | 1410 | 183.1 | 0 | 183.1 | 183.1 | 0 | 0 | -0.00551 | -0.00551 |  | 0 | 0
117437 | RISE ST | 18 | 101 | 1410 | 185.48 | 0 | 185.48 | 185.48 | 0 | 0 | -0.00551 | -0.00551 |  | 0 | 0
117438 | RISE CT2 | 18 | 101 | 1410 | 183.1 | 0 | 183.1 | 183.1 | 0 | 0 | -0.00551 | -0.00551 |  | 0 | 0
117446 | J LANDFIL P2 | 4.2 | 101 | 1410 | 0 | 0 | 0 | 0 | 0 | 0 | -0.00544 | -0.00544 |  | 0 | 0
117501 | J_LANDF_L | 0.6 | 101 | 1410 | 0 | 0 | 0 | 0 | 0 | 0 | -0.00544 | -0.00544 |  | 0 | 0
117455 | RIDGEWOOD LD | 13.8 | 101 | 1410 | 0 | 0 | 0 | 0 | 0 | 0 | -0.00536 | -0.00536 |  | 0 | 0
993109 | SUN_WEST H~1 | 115 | 101 | 1100 | 3.33 | 0 | 13.17 | 3.33 | 0 | 9.84 | -0.00531 | -0.00531 |  | 0 | 0
117505 | S-SKY-WCR_L | 0.48 | 101 | 1410 | 0 | 0 | 0 | 0 | 0 | 0 | -0.00473 | -0.00473 |  | 0 | 0
997342 | SUN_W CRAN~1 | 115 | 101 | 1410 | 0 | 0 | 0 | 0 | 0 | 0 | -0.00473 | -0.00473 |  | 0 | 0
117503 | S-SKY-2228_L | 0.48 | 101 | 1410 | 0 | 0 | 0 | 0 | 0 | 0 | -0.00444 | -0.00444 |  | 0 | 0
117514 | HOPE_0.385KV | 0.38 | 101 | 1410 | 0 | 0 | 0 | 0 | 0 | 0 | -0.00444 | -0.00444 |  | 0 | 0
121841 | NUTMEG_G | 0.42 | 101 | 1653 | 0 | 0 | 0 | 0 | 0 | 0 | -0.00423 | -0.00423 |  | 0 | 0
999993 | SUN_SCITICO | 115 | 101 | 1650 | 0 | 0 | 0 | 0 | 0 | 0 | -0.00423 | -0.00423 |  | 0 | 0
997463 | SUN_NEW LO~1 | 115 | 101 | 1410 | 0 | 0 | 0 | 0 | 0 | 0 | -0.00411 | -0.00411 |  | 0 | 0
108934 | STRATTON_SC1 | 13.8 | 101 | 704 | 0 | 0 | 0 | 0 | 0 | 0 | -0.00406 | -0.00406 |  | 0 | 0
108938 | STRATTON_SC2 | 13.8 | 101 | 704 | 0 | 0 | 0 | 0 | 0 | 0 | -0.00406 | -0.00406 |  | 0 | 0
996240 | AC_BUCK POND | 115 | 101 | 1330 | 0 | 0 | 0 | 0 | 0 | 0 | -0.00392 | -0.00392 |  | 0 | 0
117485 | RI_WED_GEN | 0.6 | 101 | 1410 | 0 | 0 | 0 | 0 | 0 | 0 | -0.00375 | -0.00375 |  | 0 | 0
117486 | RI WED G2 | 0.6 | 101 | 1410 | 0 | 0 | 0 | 0 | 0 | 0 | -0.00375 | -0.00375 |  | 0 | 0
997327 | SUN_DRUMROCK | 115 | 101 | 1410 | 0 | 0 | 0 | 0 | 0 | 0 | -0.00368 | -0.00368 |  | 0 | 0
997332 | SUN_KENT C~1 | 115 | 101 | 1410 | 0 | 0 | 0 | 0 | 0 | 0 | -0.0035 | -0.0035 |  | 0 | 0
997385 | SUN_KENT C~1 | 34.5 | 101 | 1410 | 0 | 0 | 0 | 0 | 0 | 0 | -0.0035 | -0.0035 |  | 0 | 0
116556 | COBBLE MT_G | 6.9 | 101 | 1333 | 19.96 | 0 | 19.96 | 19.96 | 0 | 0 | -0.00293 | -0.00293 |  | 0 | 0
117029 | OCEAN ST GT1 | 13.8 | 101 | 1400 | 77.46 | 0 | 77.46 | 77.46 | 0 | 0 | -0.00283 | -0.00283 |  | 0 | 0
117030 | OCEAN ST GT2 | 13.8 | 101 | 1400 | 77.46 | 0 | 77.46 | 77.46 | 0 | 0 | -0.00283 | -0.00283 |  | 0 | 0
117031 | OCEAN ST ST1 | 13.8 | 101 | 1400 | 117.42 | 0 | 117.42 | 117.42 | 0 | 0 | -0.00283 | -0.00283 |  | 0 | 0
117032 | OCEAN ST GT3 | 13.8 | 101 | 1400 | 78.17 | 0 | 78.17 | 78.17 | 0 | 0 | -0.00283 | -0.00283 |  | 0 | 0
117033 | OCEAN ST GT4 | 13.8 | 101 | 1400 | 78.17 | 0 | 78.17 | 78.17 | 0 | 0 | -0.00283 | -0.00283 |  | 0 | 0
117034 | OCEAN ST ST2 | 13.8 | 101 | 1400 | 118.49 | 0 | 118.49 | 118.49 | 0 | 0 | -0.00283 | -0.00283 |  | 0 | 0
997000 | DFO NG_SHE~1 | 345 | 101 | 1400 | 0 | 0 | 0 | 0 | 0 | 0 | -0.00283 | -0.00283 |  | 0 | 0
993017 | SUN_FLOREN~1 | 115 | 101 | 1100 | 0 | 0 | 0 | 0 | 0 | 0 | -0.0022 | -0.0022 |  | 0 | 0
997314 | BAT_DAVISV~1 | 115 | 101 | 1410 | 0 | 0 | 0 | 0 | 0 | 0 | -0.00203 | -0.00203 |  | 0 | 0
997368 | SUN_OLD BA~1 | 12.5 | 101 | 1410 | 0 | 0 | 0 | 0 | 0 | 0 | -0.00203 | -0.00203 |  | 0 | 0
116433 | ORCHARD | 13.8 | 101 | 1332 | 0 | 0 | 0 | 0 | 0 | 0 | -0.00181 | -0.00181 |  | 0 | 0
116452 | HADLEY FALLS | 6.6 | 101 | 1334 | 14.95 | 0 | 14.95 | 14.95 | 0 | 0 | -0.00181 | -0.00181 |  | 0 | 0
116438 | MONSANTO_C1 | 13.8 | 101 | 1333 | 84.65 | 0 | 84.65 | 84.65 | 0 | 0 | -0.00178 | -0.00178 |  | 0 | 0
116439 | MONSANTO_S1 | 13.8 | 101 | 1333 | 76.01 | 0 | 76.01 | 76.01 | 0 | 0 | -0.00178 | -0.00178 |  | 0 | 0
116440 | MONSANTO_C2 | 13.8 | 101 | 1333 | 84.65 | 0 | 84.65 | 84.65 | 0 | 0 | -0.00178 | -0.00178 |  | 0 | 0
993118 | SUN_5 CORN~1 | 115 | 101 | 1100 | 0 | 0 | 0 | 0 | 0 | 0 | -0.00173 | -0.00173 |  | 0 | 0
116505 | BERKSHRE_G1 | 21 | 101 | 1333 | 270 | 0 | 270 | 270 | 0 | 0 | -0.00156 | -0.00156 |  | 0 | 0
116458 | FRONT STREET | 4.16 | 101 | 1334 | 0 | 0 | 0 | 0 | 0 | 0 | -0.00137 | -0.00137 |  | 0 | 0
997313 | SUN_TOWER ~1 | 115 | 101 | 1410 | 0 | 0 | 0 | 0 | 0 | 0 | -0.00067 | -0.00067 |  | 0 | 0
997363 | SUN_TOWER ~1 | 12.5 | 101 | 1410 | 0 | 0 | 0 | 0 | 0 | 0 | -0.00067 | -0.00067 |  | 0 | 0
116492 | W-SPRNGFLD-1 | 13.8 | 101 | 1333 | 39 | 0 | 39 | 39 | 0 | 0 | -0.00029 | -0.00029 |  | 0 | 0
116493 | W-SPRNGFLD-2 | 13.8 | 101 | 1333 | 0 | 0 | 0 | 0 | 0 | 0 | -0.00029 | -0.00029 |  | 0 | 0
116494 | W-SPRNGFLD-3 | 13.8 | 101 | 1333 | 107 | 0 | 107 | 107 | 0 | 0 | -0.00029 | -0.00029 |  | 0 | 0
116495 | SPGFLD RFUSE | 4.16 | 101 | 1334 | 0 | 0 | 0 | 0 | 0 | 0 | -0.00029 | -0.00029 |  | 0 | 0
998496 | SUN_E ARLN~1 | 46 | 101 | 822 | 0 | 0 | 0 | 0 | 0 | 0 | 0.00116 | 0.00116 |  | 0 | 0
116417 | STONY BRK 1A | 13.8 | 101 | 1333 | 103.17 | 0 | 103.17 | 103.17 | 0 | 0 | 0.00183 | 0.00183 |  | 0 | 0
116418 | STONY BRK 1B | 13.8 | 101 | 1333 | 101.67 | 0 | 101.67 | 101.67 | 0 | 0 | 0.00183 | 0.00183 |  | 0 | 0
116419 | STONY BRK 1C | 13.8 | 101 | 1333 | 103.17 | 0 | 103.17 | 103.17 | 0 | 0 | 0.00183 | 0.00183 |  | 0 | 0
116420 | STONY BRK 1S | 13.8 | 101 | 1333 | 21.31 | 0 | 82.36 | 21.31 | 0 | 61.05 | 0.00183 | 0.00183 |  | 0 | 0
116421 | STONY BRK 2A | 13.8 | 101 | 1333 | 0 | 0 | 0 | 0 | 0 | 0 | 0.00183 | 0.00183 |  | 0 | 0
116422 | STONY BRK 2B | 13.8 | 101 | 1333 | 0 | 0 | 0 | 0 | 0 | 0 | 0.00183 | 0.00183 |  | 0 | 0
996045 | BAT_LUDLOW | 345 | 101 | 1330 | 0 | 0 | 0 | 0 | 0 | 0 | 0.00183 | 0.00183 |  | 0 | 0
117495 | BLK ISL WIND | 0.9 | 101 | 1410 | 0 | 0 | 0 | 0 | 0 | 0 | 0.0019 | 0.0019 |  | 0 | 0
997339 | SUN_W KING~1 | 115 | 101 | 1410 | 0 | 0 | 0 | 0 | 0 | 0 | 0.0019 | 0.0019 |  | 0 | 0
999038 | BAT_KILLIN~1 | 345 | 101 | 1630 | 0 | 0 | 0 | 0 | 0 | 0 | 0.00404 | 0.00404 |  | 0 | 0
121513 | LAKE ROAD_C1 | 21 | 101 | 1633 | 269.79 | 0 | 269.79 | 269.79 | 0 | 0 | 0.00424 | 0.00424 |  | 0 | 0
121514 | LAKE ROAD_C2 | 21 | 101 | 1633 | 275.21 | 0 | 275.21 | 275.21 | 0 | 0 | 0.00424 | 0.00424 |  | 0 | 0
121515 | LAKE ROAD_C3 | 21 | 101 | 1633 | 0.78 | 0 | 279 | 0.78 | 0 | 278.22 | 0.00424 | 0.00424 |  | 0 | 0
997305 | SUN_KENYON | 115 | 101 | 1410 | 0 | 0 | 0 | 0 | 0 | 0 | 0.00439 | 0.00439 |  | 0 | 0
121517 | QP724 CT | 23.5 | 101 | 1633 | 341.24 | 0 | 393.67 | 341.24 | 0 | 52.43 | 0.00494 | 0.00494 |  | 0 | 0
121518 | QP724 ST | 16 | 101 | 1633 | 238.29 | 0 | 238.29 | 238.29 | 0 | 0 | 0.00494 | 0.00494 |  | 0 | 0
117507 | STSK_GEN | 0.55 | 101 | 1410 | 0 | 0 | 0 | 0 | 0 | 0 | 0.00664 | 0.00664 |  | 0 | 0
997348 | SUN_WOOD R~1 | 115 | 101 | 1410 | 0 | 0 | 0 | 0 | 0 | 0 | 0.00664 | 0.00664 |  | 0 | 0
997458 | SUN_CHASE ~1 | 115 | 101 | 1410 | 0 | 0 | 0 | 0 | 0 | 0 | 0.00893 | 0.00893 |  | 0 | 0
121526 | WOODSHILL_PV | 0.38 | 101 | 1634 | 0 | 0 | 0 | 0 | 0 | 0 | 0.00902 | 0.00902 |  | 0 | 0
121536 | QB_GEN | 0.42 | 101 | 1633 | 0 | 0 | 0 | 0 | 0 | 0 | 0.00906 | 0.00906 |  | 0 | 0
999541 | SUN_BROOKL~1 | 115 | 101 | 1630 | 0 | 0 | 0 | 0 | 0 | 0 | 0.01101 | 0.01101 |  | 0 | 0
999682 | SUN_SHUNCK~1 | 115 | 101 | 1630 | 0 | 0 | 0 | 0 | 0 | 0 | 0.01164 | 0.01164 |  | 0 | 0
121638 | PAWCATCK SLR | 0.6 | 101 | 1634 | 0 | 0 | 0 | 0 | 0 | 0 | 0.01165 | 0.01165 |  | 0 | 0
121559 | CONSTITUTION | 0.6 | 101 | 1634 | 0 | 0 | 0 | 0 | 0 | 0 | 0.01426 | 0.01426 |  | 0 | 0
121560 | PLAINFIELD | 13.8 | 101 | 1633 | 0 | 0 | 0 | 0 | 0 | 0 | 0.01429 | 0.01429 |  | 0 | 0
999562 | SUN_FRY BR~1 | 115 | 101 | 1630 | 0 | 0 | 0 | 0 | 0 | 0 | 0.01429 | 0.01429 |  | 0 | 0
999116 | SUN_N-BLOO~1 | 345 | 101 | 1670 | 0 | 0 | 0 | 0 | 0 | 0 | 0.01495 | 0.01495 |  | 0 | 0
121587 | FOXWOODS G2 | 4.16 | 101 | 1634 | 0 | 0 | 0 | 0 | 0 | 0 | 0.01656 | 0.01656 |  | 0 | 0
999672 | BAT_MYSTIC~2 | 115 | 101 | 1630 | 0 | 0 | 0 | 0 | 0 | 0 | 0.01657 | 0.01657 |  | 0 | 0
999849 | FC_WILLIMA~1 | 115 | 101 | 1630 | 0 | 0 | 0 | 0 | 0 | 0 | 0.0172 | 0.0172 |  | 0 | 0
121570 | TUNNEL JET | 13.2 | 101 | 1634 | 0 | 0 | 0 | 0 | 0 | 0 | 0.01805 | 0.01805 |  | 0 | 0
121571 | FUSION_GEN | 0.38 | 101 | 1634 | 0 | 0 | 0 | 0 | 0 | 0 | 0.01805 | 0.01805 |  | 0 | 0
121586 | FOXWOODS G1 | 4.16 | 101 | 1634 | 0 | 0 | 0 | 0 | 0 | 0 | 0.01805 | 0.01805 |  | 0 | 0
999583 | SUN_TUNNEL | 115 | 101 | 1630 | 0 | 0 | 0 | 0 | 0 | 0 | 0.01805 | 0.01805 |  | 0 | 0
121788 | LISBON | 4.16 | 101 | 1633 | 0 | 0 | 0 | 0 | 0 | 0 | 0.01846 | 0.01846 |  | 0 | 0
121852 | RAINBOW HYD | 2.4 | 101 | 1654 | 0 | 0 | 0 | 0 | 0 | 0 | 0.01876 | 0.01876 |  | 0 | 0
121860 | HAMILTON GT | 13.8 | 101 | 1654 | 0 | 0 | 0 | 0 | 0 | 0 | 0.01876 | 0.01876 |  | 0 | 0
121865 | DEXTER CT | 13.8 | 101 | 1653 | 0 | 0 | 0 | 0 | 0 | 0 | 0.01876 | 0.01876 |  | 0 | 0
990002 | SUN_WINDSO~1 | 115 | 101 | 1650 | 0 | 0 | 0 | 0 | 0 | 0 | 0.01876 | 0.01876 |  | 0 | 0
990038 | SUN_BARBOU~1 | 115 | 101 | 1650 | 0 | 0 | 0 | 0 | 0 | 0 | 0.01876 | 0.01876 |  | 0 | 0
121579 | NORWICH JET | 13.8 | 101 | 1633 | 0 | 0 | 0 | 0 | 0 | 0 | 0.0191 | 0.0191 |  | 0 | 0
121590 | SECREC | 13.2 | 101 | 1633 | 0 | 0 | 0 | 0 | 0 | 0 | 0.0191 | 0.0191 |  | 0 | 0
990290 | SUN_N-BLOO~1 | 115 | 101 | 1670 | 0 | 0 | 0 | 0 | 0 | 0 | 0.02189 | 0.02189 |  | 0 | 0
121647 | MONTVILLE | 2.4 | 101 | 1633 | 0 | 0 | 0 | 0 | 0 | 0 | 0.02286 | 0.02286 |  | 0 | 0
121645 | MONTVILLE_G5 | 13.8 | 101 | 1633 | 0 | 0 | 0 | 0 | 0 | 0 | 0.02431 | 0.02431 |  | 0 | 0
121646 | MONTVILLE_G6 | 22 | 101 | 1633 | 24.5 | 0 | 410 | 24.5 | 0 | 385.5 | 0.02431 | 0.02431 |  | 0 | 0
121835 | RAND WHITNEY | 13.8 | 101 | 1634 | 0 | 0 | 0 | 0 | 0 | 0 | 0.02431 | 0.02431 |  | 0 | 0
999718 | WND_MONTVI~1 | 115 | 101 | 1630 | 0 | 0 | 0 | 0 | 0 | 0 | 0.02431 | 0.02431 |  | 0 | 0
999768 | SUN_WATERF~1 | 115 | 101 | 1630 | 0 | 0 | 0 | 0 | 0 | 0 | 0.02431 | 0.02431 |  | 0 | 0
121931 | RIVERSIDE PF | 23 | 101 | 1672 | 0 | 0 | 0 | 0 | 0 | 0 | 0.02434 | 0.02434 |  | 0 | 0
121943 | S-MEADOW_G5 | 11.5 | 101 | 1673 | 0 | 0 | 0 | 0 | 0 | 0 | 0.02446 | 0.02446 |  | 0 | 0
121944 | S-MEADOW_G6 | 11.5 | 101 | 1673 | 0 | 0 | 0 | 0 | 0 | 0 | 0.02446 | 0.02446 |  | 0 | 0
121964 | CDECCA_CT | 13.8 | 101 | 1673 | 0 | 0 | 0 | 0 | 0 | 0 | 0.02511 | 0.02511 |  | 0 | 0
121965 | CDECCA_ST | 13.2 | 101 | 1673 | 0 | 0 | 0 | 0 | 0 | 0 | 0.02511 | 0.02511 |  | 0 | 0
121656 | MILLSTONE_G2 | 24 | 101 | 1633 | 934.5 | 0 | 934.5 | 934.5 | 0 | 0 | 0.02695 | 0.02695 |  | 0 | 0
121657 | MILLSTONE_G3 | 24 | 101 | 1633 | 1283 | 0 | 1283 | 1283 | 0 | 0 | 0.02695 | 0.02695 |  | 0 | 0
999194 | NUC_MILLST~1 | 345 | 101 | 1630 | 0 | 0 | 0 | 0 | 0 | 0 | 0.02695 | 0.02695 |  | 0 | 0
122154 | SIMSBURY SLR | 0.38 | 101 | 1694 | 0 | 0 | 0 | 0 | 0 | 0 | 0.02846 | 0.02846 |  | 0 | 0
990307 | SUN_NE-SIM~1 | 115 | 101 | 1690 | 0 | 0 | 0 | 0 | 0 | 0 | 0.02846 | 0.02846 |  | 0 | 0
122041 | MIDDLETWN_G2 | 13.8 | 101 | 1713 | 121.29 | 0 | 121.29 | 121.29 | 0 | 0 | 0.03291 | 0.03291 |  | 0 | 0
122042 | MIDDLETWN_G3 | 22 | 101 | 1713 | 231.71 | 0 | 231.71 | 231.71 | 0 | 0 | 0.03291 | 0.03291 |  | 0 | 0
122044 | MIDDLETWN_10 | 13.2 | 101 | 1713 | 0 | 0 | 0 | 0 | 0 | 0 | 0.03291 | 0.03291 |  | 0 | 0
122030 | KLEEN_C1 | 16.5 | 101 | 1713 | 180.65 | 0 | 180.65 | 180.65 | 0 | 0 | 0.03437 | 0.03437 |  | 0 | 0
122031 | KLEEN_C2 | 16.5 | 101 | 1713 | 180.65 | 0 | 180.65 | 180.65 | 0 | 0 | 0.03437 | 0.03437 |  | 0 | 0
122032 | KLEEN_S1 | 18 | 101 | 1713 | 258.7 | 0 | 258.7 | 258.7 | 0 | 0 | 0.03437 | 0.03437 |  | 0 | 0
122043 | MIDDLETWN_G4 | 22 | 101 | 1713 | 402 | 0 | 402 | 402 | 0 | 0 | 0.03704 | 0.03704 |  | 0 | 0
122046 | MIDDLETWN_12 | 13.8 | 101 | 1713 | 0 | 0 | 0 | 0 | 0 | 0 | 0.03704 | 0.03704 |  | 0 | 0
122047 | MIDDLETWN_13 | 13.8 | 101 | 1713 | 0 | 0 | 0 | 0 | 0 | 0 | 0.03704 | 0.03704 |  | 0 | 0
122048 | MIDDLETWN_14 | 13.8 | 101 | 1713 | 0 | 0 | 0 | 0 | 0 | 0 | 0.03704 | 0.03704 |  | 0 | 0
122049 | MIDDLETWN_15 | 13.8 | 101 | 1713 | 0 | 0 | 0 | 0 | 0 | 0 | 0.03704 | 0.03704 |  | 0 | 0
990488 | NG_BLACK R~1 | 115 | 101 | 1670 | 0 | 0 | 0 | 0 | 0 | 0 | 0.03855 | 0.03855 |  | 0 | 0
123635 | HALVARSSON | 192 | 101 | 1830 | 0 | 0 | 0 | 0 | 0 | 0 | 0.04189 | 0.04189 |  | 0 | 0
122417 | BRANFORD JET | 13.8 | 101 | 1734 | 0 | 0 | 0 | 0 | 0 | 0 | 0.04375 | 0.04375 |  | 0 | 0
123653 | NEW HAVN HBR | 22 | 101 | 1823 | 0 | 0 | 0 | 0 | 0 | 0 | 0.04467 | 0.04467 |  | 0 | 0
123655 | NHHP G2 | 13.8 | 101 | 1823 | 0 | 0 | 0 | 0 | 0 | 0 | 0.04467 | 0.04467 |  | 0 | 0
123656 | NHHP G3-4 | 13.8 | 101 | 1823 | 0 | 0 | 0 | 0 | 0 | 0 | 0.04467 | 0.04467 |  | 0 | 0
123128 | YALE DG 1 | 13.8 | 101 | 1804 | 0 | 0 | 0 | 0 | 0 | 0 | 0.04569 | 0.04569 |  | 0 | 0
123129 | YALE DG 2 | 13.8 | 101 | 1804 | 0 | 0 | 0 | 0 | 0 | 0 | 0.04569 | 0.04569 |  | 0 | 0
122448 | WALLINGFRDG1 | 13.8 | 101 | 1733 | 0 | 0 | 0 | 0 | 0 | 0 | 0.04574 | 0.04574 |  | 0 | 0
122449 | WALLINGFRDG2 | 13.8 | 101 | 1733 | 0 | 0 | 0 | 0 | 0 | 0 | 0.04574 | 0.04574 |  | 0 | 0
122450 | WALLINGFRDG3 | 13.8 | 101 | 1733 | 0 | 0 | 0 | 0 | 0 | 0 | 0.04574 | 0.04574 |  | 0 | 0
122451 | WALLINGFRDG4 | 13.8 | 101 | 1733 | 0 | 0 | 0 | 0 | 0 | 0 | 0.04574 | 0.04574 |  | 0 | 0
122452 | WALLINGFRDG5 | 13.8 | 101 | 1733 | 0 | 0 | 0 | 0 | 0 | 0 | 0.04574 | 0.04574 |  | 0 | 0
122453 | WALLINGFRDG6 | 13.8 | 101 | 1733 | 0 | 0 | 0 | 0 | 0 | 0 | 0.04574 | 0.04574 |  | 0 | 0
122454 | WALLINGFRDG7 | 13.8 | 101 | 1733 | 0 | 0 | 0 | 0 | 0 | 0 | 0.04574 | 0.04574 |  | 0 | 0
122542 | A.L. PIERCE | 13.8 | 101 | 1733 | 0 | 0 | 0 | 0 | 0 | 0 | 0.04574 | 0.04574 |  | 0 | 0
990740 | SUN_WALLIN~1 | 115 | 101 | 1730 | 0 | 0 | 0 | 0 | 0 | 0 | 0.04574 | 0.04574 |  | 0 | 0
122272 | FORESTVILLE | 13.8 | 101 | 1692 | 0 | 0 | 0 | 0 | 0 | 0 | 0.04776 | 0.04776 |  | 0 | 0
122173 | FRANKLIN DR | 13.2 | 101 | 1692 | 0 | 0 | 0 | 0 | 0 | 0 | 0.05041 | 0.05041 |  | 0 | 0
122469 | DEVON #10 | 13.8 | 101 | 1733 | 0 | 0 | 0 | 0 | 0 | 0 | 0.0531 | 0.0531 |  | 0 | 0
122476 | DEVON #15-16 | 13.8 | 101 | 1733 | 93.8 | 0 | 93.8 | 93.8 | 0 | 0 | 0.0531 | 0.0531 |  | 0 | 0
122477 | DEVON #17-18 | 13.8 | 101 | 1733 | 73.07 | 0 | 93.8 | 73.07 | 0 | 20.73 | 0.0531 | 0.0531 |  | 0 | 0
122481 | MILFORD_C1 | 21 | 101 | 1733 | 267.7 | 0 | 267.7 | 267.7 | 0 | 0 | 0.05525 | 0.05525 |  | 0 | 0
122482 | MILFORD_C2 | 21 | 101 | 1733 | 267.7 | 0 | 267.7 | 267.7 | 0 | 0 | 0.05525 | 0.05525 |  | 0 | 0
993313 | NG_CONGRES~1 | 115 | 101 | 1800 | 0 | 0 | 0 | 0 | 0 | 0 | 0.05586 | 0.05586 |  | 0 | 0
122583 | WATERBURY_G | 13.8 | 101 | 1733 | 97.91 | 0 | 97.91 | 97.91 | 0 | 0 | 0.05604 | 0.05604 |  | 0 | 0
123642 | BRPT HRBR 4 | 13.8 | 101 | 1803 | 0 | 0 | 0 | 0 | 0 | 0 | 0.05624 | 0.05624 |  | 0 | 0
122470 | DEVON #11 | 13.8 | 101 | 1733 | 33.12 | 0 | 33.12 | 33.12 | 0 | 0 | 0.05631 | 0.05631 |  | 0 | 0
122471 | DEVON #12 | 13.8 | 101 | 1733 | 33.12 | 0 | 33.12 | 33.12 | 0 | 0 | 0.05631 | 0.05631 |  | 0 | 0
122472 | DEVON #13 | 13.8 | 101 | 1733 | 33.12 | 0 | 33.12 | 33.12 | 0 | 0 | 0.05631 | 0.05631 |  | 0 | 0
122473 | DEVON #14 | 13.8 | 101 | 1733 | 33.12 | 0 | 33.12 | 33.12 | 0 | 0 | 0.05631 | 0.05631 |  | 0 | 0
990812 | BAT_DEVON-1 | 115 | 101 | 1730 | 0 | 0 | 0 | 0 | 0 | 0 | 0.05631 | 0.05631 |  | 0 | 0
122586 | TOWANTIC C1 | 18 | 101 | 1733 | 248.66 | 0 | 248.66 | 248.66 | 0 | 0 | 0.05642 | 0.05642 |  | 0 | 0
122587 | TOWANTIC C2 | 18 | 101 | 1733 | 250.92 | 0 | 250.92 | 250.92 | 0 | 0 | 0.05642 | 0.05642 |  | 0 | 0
122588 | TOWANTIC ST | 18 | 101 | 1733 | 250.92 | 0 | 250.92 | 250.92 | 0 | 0 | 0.05642 | 0.05642 |  | 0 | 0
123643 | BRPT RESCO_G | 13.8 | 101 | 1803 | 59.65 | 0 | 59.65 | 59.65 | 0 | 0 | 0.05653 | 0.05653 |  | 0 | 0
123149 | SIKORSKY | 13.8 | 101 | 1804 | 0 | 0 | 0 | 0 | 0 | 0 | 0.05686 | 0.05686 |  | 0 | 0
123147 | DERBY DAM HY | 4.16 | 101 | 1804 | 0 | 0 | 0 | 0 | 0 | 0 | 0.05715 | 0.05715 |  | 0 | 0
993146 | NG_INDIAN ~1 | 13.8 | 101 | 1802 | 0 | 0 | 0 | 0 | 0 | 0 | 0.05715 | 0.05715 |  | 0 | 0
999389 | BAT_EAST D~1 | 345 | 101 | 1730 | 0 | 0 | 0 | 0 | 0 | 0 | 0.05821 | 0.05821 |  | 0 | 0
122625 | STEVENSON HY | 6.6 | 101 | 1733 | 21.67 | 0 | 21.67 | 21.67 | 0 | 0 | 0.05898 | 0.05898 |  | 0 | 0
123628 | BRPT HRBR 5C | 25 | 101 | 1803 | 315.72 | 0 | 315.72 | 315.72 | 0 | 0 | 0.05963 | 0.05963 |  | 0 | 0
123629 | BRPT HRBR 5S | 18 | 101 | 1803 | 168.58 | 0 | 168.58 | 168.58 | 0 | 0 | 0.05963 | 0.05963 |  | 0 | 0
123641 | BRPT EN 10ST | 16 | 101 | 1803 | 152.8 | 0 | 152.8 | 152.8 | 0 | 0 | 0.05963 | 0.05963 |  | 0 | 0
123644 | BRPT EN 11CT | 16 | 101 | 1803 | 165.6 | 0 | 165.6 | 165.6 | 0 | 0 | 0.05963 | 0.05963 |  | 0 | 0
123645 | BRPT EN 12CT | 16 | 101 | 1803 | 165.6 | 0 | 165.6 | 165.6 | 0 | 0 | 0.05963 | 0.05963 |  | 0 | 0
993626 | DFO NG_SIN~1 | 345 | 101 | 1810 | 0 | 0 | 0 | 0 | 0 | 0 | 0.05963 | 0.05963 |  | 0 | 0
122911 | WATERSIDE_G | 13.8 | 101 | 1753 | 0 | 0 | 0 | 0 | 0 | 0 | 0.06027 | 0.06027 |  | 0 | 0
122933 | COSCOB_GEN | 13.8 | 101 | 1753 | 0 | 0 | 0 | 0 | 0 | 0 | 0.06027 | 0.06027 |  | 0 | 0
122889 | GLENBROOK_S1 | 14.6 | 101 | 1752 | 0 | 0 | 0 | 0 | 0 | 0 | 0.06028 | 0.06028 |  | 0 | 0
122890 | GLENBROOK_S2 | 14.6 | 101 | 1752 | 0 | 0 | 0 | 0 | 0 | 0 | 0.06028 | 0.06028 |  | 0 | 0
122648 | BULLS BRIDGE | 1.15 | 101 | 1734 | 0 | 0 | 0 | 0 | 0 | 0 | 0.06169 | 0.06169 |  | 0 | 0
122657 | ROCKY RIVER | 13.8 | 101 | 1732 | 29.35 | 0 | 29.35 | 29.35 | 0 | 0 | 0.06169 | 0.06169 |  | 0 | 0
122660 | KIMB CLARK_G | 13.8 | 101 | 1734 | 12.02 | 0 | 12.02 | 12.02 | 0 | 0 | 0.06169 | 0.06169 |  | 0 | 0
991172 | SUN_ROCKY ~1 | 115 | 101 | 1730 | 0 | 0 | 0 | 0 | 0 | 0 | 0.06169 | 0.06169 |  | 0 | 0
122184 | TORRINGTON T | 13.8 | 101 | 1693 | 0 | 0 | 0 | 0 | 0 | 0 | 0.06359 | 0.06359 |  | 0 | 0
122196 | FALLS VILLGE | 6.6 | 101 | 1693 | 0 | 0 | 0 | 0 | 0 | 0 | 0.06359 | 0.06359 |  | 0 | 0
122690 | SHEPAUG HYD | 13.8 | 101 | 1734 | 42.95 | 0 | 42.95 | 42.95 | 0 | 0 | 0.06611 | 0.06611 |  | 0 | 0
122700 | STONY HIL_SC | 12.5 | 101 | 1733 | 0 | 0 | 0 | 0 | 0 | 0 | 0.06669 | 0.06669 |  | 0 | 0
911560 | NYNE_BWLN | 345 | 102 | 12 | 120.67 | 0 | 466.67 | 120.67 | 0 | 346 | 0.12512 | 0.12512 |  | 0 | 0
926260 | NYPA - CMR | 345 | 102 | 12 | 0 | 0 | 0 | 0 | 0 | 0 | 0.12512 | 0.12512 |  | 0 | 0
926261 | NYPA - VT | 345 | 102 | 12 | 0 | 0 | 0 | 0 | 0 | 0 | 0.12512 | 0.12512 |  | 0 | 0
102125 | S_WTRVL_D | 12 | 101 | 112 | 0 | 0 | 0 | 0 | 0 | 0 | 0.13809 | 0.13809 |  | 0 | 0
107326 | HG_CONVRTR_N | 120 | 101 | 703 | 0 | 0 | 0 | 0 | 0 | 0 | 0.13809 | 0.13809 |  | 0 | 0
108955 | BELDENS1 | 2.4 | 101 | 704 | 0 | 0 | 0 | 0 | 0 | 0 | 0.13809 | 0.13809 |  | 0 | 0
109049 | CARVER FALLS | 2.3 | 101 | 704 | 0 | 0 | 0 | 0 | 0 | 0 | 0.13809 | 0.13809 |  | 0 | 0
109077 | E PITTSFORD | 2.3 | 101 | 704 | 0 | 0 | 0 | 0 | 0 | 0 | 0.13809 | 0.13809 |  | 0 | 0
109092 | MIDDLESEX_G | 2.4 | 101 | 704 | 0 | 0 | 0 | 0 | 0 | 0 | 0.13809 | 0.13809 |  | 0 | 0
109101 | SALISBURY | 7.2 | 101 | 704 | 0 | 0 | 0 | 0 | 0 | 0 | 0.13809 | 0.13809 |  | 0 | 0
109105 | MIDDLEBURY_H | 6.44 | 101 | 704 | 0 | 0 | 0 | 0 | 0 | 0 | 0.13809 | 0.13809 |  | 0 | 0
109130 | SMITH FALLS | 4.16 | 101 | 704 | 0 | 0 | 0 | 0 | 0 | 0 | 0.13809 | 0.13809 |  | 0 | 0
109139 | DEWEY MILLS | 4.16 | 101 | 704 | 0 | 0 | 0 | 0 | 0 | 0 | 0.13809 | 0.13809 |  | 0 | 0
109143 | CAVENDISH_D2 | 12.5 | 101 | 704 | 0 | 0 | 0 | 0 | 0 | 0 | 0.13809 | 0.13809 |  | 0 | 0
109190 | GRANITE SC1 | 13.8 | 101 | 703 | 0 | 0 | 0 | 0 | 0 | 0 | 0.13809 | 0.13809 |  | 0 | 0
109200 | GRANITE SC2 | 13.8 | 101 | 703 | 0 | 0 | 0 | 0 | 0 | 0 | 0.13809 | 0.13809 |  | 0 | 0
109251 | GAGE | 2.4 | 101 | 704 | 0 | 0 | 0 | 0 | 0 | 0 | 0.13809 | 0.13809 |  | 0 | 0
111110 | PUTNAM 1 | 13.8 | 101 | 1012 | 0 | 0 | 0 | 0 | 0 | 0 | 0.13809 | 0.13809 |  | 0 | 0
114050 | MALDEN MLS_T | 23 | 101 | 1120 | 0 | 0 | 0 | 0 | 0 | 0 | 0.13809 | 0.13809 |  | 0 | 0
116569 | TILSON-1113 | 13.8 | 101 | 1372 | 0 | 0 | 0 | 0 | 0 | 0 | 0.13809 | 0.13809 |  | 0 | 0
121744 | UCONN COGEN | 13.8 | 101 | 1634 | 0 | 0 | 0 | 0 | 0 | 0 | 0.13809 | 0.13809 |  | 0 | 0
911531 | NYNE_GILB | 345 | 102 | 12 | 120.67 | 0 | 466.67 | 120.67 | 0 | 346 | 0.14404 | 0.14404 |  | 0 | 0
911554 | NYNE_OSWG | 345 | 102 | 12 | 120.67 | 0 | 466.67 | 120.67 | 0 | 346 | 0.15473 | 0.15473 |  | 0 | 0

## 116023 BERKSHIRE 116312 BERKSHI
****** Plant Redispatch calculator ******* !!!! Please - edit only columns 'Status' & 'Pnew' !!!!!***
Flows
NN | LFCaseName | Monitored Element | [5 empty] | Contingency | Limit | FlowInit | FlowRes | FlowChange | Loading
1 |  | 116023 BERKSHIRE 345 116312 BERKSHIRE 115 2 | [5 empty] | BF_ADAMS_731 | 533 | 202.9 | 202.9 | 0 | 38.07%
2 |  | 116023 BERKSHIRE 345 116312 BERKSHIRE 115 2 | [5 empty] | BF_BEAR_SWP_131 | 533 | 205.6 | 205.6 | 0 | 38.57%
3 |  | 116023 BERKSHIRE 345 116312 BERKSHIRE 115 2 | [5 empty] | BF_BEAR_SWP_T31 | 533 | 205.6 | 205.6 | 0 | 38.57%
4 |  | 116023 BERKSHIRE 345 116312 BERKSHIRE 115 2 | [5 empty] | BF_FR_BEAR31 | 533 | 222.9 | 222.9 | 0 | 41.82%
5 |  | 116023 BERKSHIRE 345 116312 BERKSHIRE 115 2 | [5 empty] | Base Case | 460 | 129.3 | 129.3 | 0 | 28.11%
6 |  | 116023 BERKSHIRE 345 116312 BERKSHIRE 115 2 | [5 empty] | NF_312 | 533 | 325.1 | 325.1 | 0 | 60.99%
Dispatch | [8 empty] | 0 | [8 empty] | 0 | 0 | 0 | 0 | 0 | 0
Bus# | Bus Name | Volt | Area | Zone | Pgen or Pload | PMin Gen | PMax Gen | Pnew | Pdelta | Pavail | Dfax_1 | Dfax_2 | Dfax_3 | Dfax_4 | Dfax_5 | Dfax_6 | --- | Impact_1 | Impact_2 | Impact_3 | Impact_4 | Impact_5 | Impact_6
999312 | Strata_Ber~1 | 115 | 101 | 1370 | 0 | 0 | 0 | 0 | 0 | 0 | -0.57151 | -0.54425 | -0.54425 | -0.54325 | -0.50508 | -0.40209 |  | 0 | 0 | 0 | 0 | 0 | 0
116608 | DOREEN JET | 13.2 | 101 | 1374 | 0 | 0 | 0 | 0 | 0 | 0 | -0.59305 | -0.54827 | -0.54827 | -0.54719 | -0.49542 | -0.39013 |  | 0 | 0 | 0 | 0 | 0 | 0
116618 | ALTRESCO_C1 | 13.8 | 101 | 1373 | 33.65 | 0 | 33.65 | 33.65 | 0 | 0 | -0.59306 | -0.5482 | -0.5482 | -0.54712 | -0.49527 | -0.39 |  | 0 | 0 | 0 | 0 | 0 | 0
116619 | ALTRESCO_C2 | 13.8 | 101 | 1373 | 33.65 | 0 | 33.65 | 33.65 | 0 | 0 | -0.59306 | -0.5482 | -0.5482 | -0.54712 | -0.49527 | -0.39 |  | 0 | 0 | 0 | 0 | 0 | 0
116620 | ALTRESCO_C3 | 13.8 | 101 | 1373 | 31.45 | 0 | 33.65 | 31.45 | 0 | 2.2 | -0.59306 | -0.5482 | -0.5482 | -0.54712 | -0.49527 | -0.39 |  | 0 | 0 | 0 | 0 | 0 | 0
116621 | ALTRESCO_S4 | 13.8 | 101 | 1373 | 0 | 0 | 0 | 0 | 0 | 0 | -0.59306 | -0.5482 | -0.5482 | -0.54712 | -0.49527 | -0.39 |  | 0 | 0 | 0 | 0 | 0 | 0
116627 | BERKSHRE WND | 0.57 | 101 | 1374 | 0 | 0 | 0 | 0 | 0 | 0 | -0.58022 | -0.51565 | -0.51565 | -0.51447 | -0.44434 | -0.34563 |  | 0 | 0 | 0 | 0 | 0 | 0
996336 | SUN BAT_PA~2 | 115 | 101 | 1370 | 0 | 0 | 0 | 0 | 0 | 0 | -0.58022 | -0.51565 | -0.51565 | -0.51447 | -0.44434 | -0.34563 |  | 0 | 0 | 0 | 0 | 0 | 0
996625 | SUN BAT_PA~1 | 23 | 101 | 1372 | 0 | 0 | 0 | 0 | 0 | 0 | -0.58022 | -0.51565 | -0.51565 | -0.51447 | -0.44434 | -0.34563 |  | 0 | 0 | 0 | 0 | 0 | 0
116638 | WOODLAND JET | 13.2 | 101 | 1374 | 0 | 0 | 0 | 0 | 0 | 0 | -0.50393 | -0.46571 | -0.46571 | -0.46476 | -0.42043 | -0.3321 |  | 0 | 0 | 0 | 0 | 0 | 0
113061 | PLEASANT-NEP | 23 | 101 | 1100 | 0 | 0 | 0 | 0 | 0 | 0 | -0.45126 | -0.41694 | -0.41694 | -0.41607 | -0.37615 | -0.29783 |  | 0 | 0 | 0 | 0 | 0 | 0
996284 | SUN_CUMBER~1 | 115 | 101 | 1370 | 0 | 0 | 0 | 0 | 0 | 0 | -0.30228 | -0.2876 | -0.2876 | -0.28685 | -0.25174 | -0.20702 |  | 0 | 0 | 0 | 0 | 0 | 0
116568 | TILSON-1044 | 13.8 | 101 | 1372 | 0 | 0 | 0 | 0 | 0 | 0 | -0.26969 | -0.25653 | -0.25653 | -0.25582 | -0.22107 | -0.18341 |  | 0 | 0 | 0 | 0 | 0 | 0
116578 | TURNERS FALS | 2.4 | 101 | 1374 | 0 | 0 | 0 | 0 | 0 | 0 | -0.26969 | -0.25653 | -0.25653 | -0.25582 | -0.22107 | -0.18341 |  | 0 | 0 | 0 | 0 | 0 | 0
116579 | CABOT HYDRO | 13.8 | 101 | 1373 | 64.66 | 0 | 64.66 | 64.66 | 0 | 0 | -0.26969 | -0.25653 | -0.25653 | -0.25582 | -0.22107 | -0.18341 |  | 0 | 0 | 0 | 0 | 0 | 0
996270 | SUN BAT_TI~1 | 115 | 101 | 1370 | 0 | 0 | 0 | 0 | 0 | 0 | -0.26969 | -0.25653 | -0.25653 | -0.25582 | -0.22107 | -0.18341 |  | 0 | 0 | 0 | 0 | 0 | 0
116651 | INDIAN RIVER | 2.3 | 101 | 1334 | 0 | 0 | 0 | 0 | 0 | 0 | -0.22403 | -0.20648 | -0.20648 | -0.20596 | -0.18508 | -0.14998 |  | 0 | 0 | 0 | 0 | 0 | 0
996364 | SUN_BLANDF~1 | 115 | 101 | 1330 | 0 | 0 | 0 | 0 | 0 | 0 | -0.22403 | -0.20648 | -0.20648 | -0.20596 | -0.18508 | -0.14998 |  | 0 | 0 | 0 | 0 | 0 | 0
993005 | SUN_ADAMS | 115 | 101 | 1100 | 0 | 0 | 0 | 0 | 0 | 0 | -0.5205 | -0.36428 | -0.36428 | -0.36269 | -0.20751 | -0.13937 |  | 0 | 0 | 0 | 0 | 0 | 0
113104 | SHERMAN HYD | 2.4 | 101 | 1100 | 0 | 0 | 0 | 0 | 0 | 0 | -0.22369 | -0.21466 | -0.21466 | -0.2139 | -0.15753 | -0.11239 |  | 0 | 0 | 0 | 0 | 0 | 0
113101 | DEERFIELD 5G | 13.8 | 101 | 1100 | 0 | 0 | 0 | 0 | 0 | 0 | -0.30645 | -0.2698 | -0.2698 | -0.26847 | -0.16809 | -0.10891 |  | 0 | 0 | 0 | 0 | 0 | 0
113102 | FIFE BROOK | 13.8 | 101 | 1100 | 9.9 | 0 | 9.9 | 9.9 | 0 | 0 | -0.30645 | -0.2698 | -0.2698 | -0.26847 | -0.16809 | -0.10891 |  | 0 | 0 | 0 | 0 | 0 | 0
109504 | HARRIMAN G2 | 6.9 | 101 | 1100 | 13.71 | 0 | 13.71 | 13.71 | 0 | 0 | -0.21948 | -0.21083 | -0.21083 | -0.21006 | -0.15178 | -0.10599 |  | 0 | 0 | 0 | 0 | 0 | 0
109505 | HARRIMAN G1 | 6.9 | 101 | 1100 | 13.71 | 0 | 13.71 | 13.71 | 0 | 0 | -0.21948 | -0.21083 | -0.21083 | -0.21006 | -0.15178 | -0.10599 |  | 0 | 0 | 0 | 0 | 0 | 0
113123 | HOOSAC CLR1 | 0.69 | 101 | 1100 | 0 | 0 | 0 | 0 | 0 | 0 | -0.28281 | -0.25937 | -0.25937 | -0.25806 | -0.16373 | -0.10554 |  | 0 | 0 | 0 | 0 | 0 | 0
113125 | HOOSAC CLR2 | 0.69 | 101 | 1100 | 0 | 0 | 0 | 0 | 0 | 0 | -0.28281 | -0.25937 | -0.25937 | -0.25806 | -0.16373 | -0.10554 |  | 0 | 0 | 0 | 0 | 0 | 0
109503 | HARRIMAN G3 | 6.9 | 101 | 1100 | 0 | 0 | 0 | 0 | 0 | 0 | -0.2553 | -0.25106 | -0.25106 | -0.2497 | -0.15872 | -0.09987 |  | 0 | 0 | 0 | 0 | 0 | 0
113085 | WENDELL DEP | 13.8 | 101 | 1100 | 0 | 0 | 0 | 0 | 0 | 0 | -0.1122 | -0.1055 | -0.1055 | -0.10505 | -0.08575 | -0.08921 |  | 0 | 0 | 0 | 0 | 0 | 0
993015 | SUN_WENDEL~1 | 115 | 101 | 1100 | 0 | 0 | 0 | 0 | 0 | 0 | -0.1122 | -0.1055 | -0.1055 | -0.10505 | -0.08575 | -0.08921 |  | 0 | 0 | 0 | 0 | 0 | 0
109517 | SEARS HYDRO | 2.4 | 101 | 1100 | 0 | 0 | 0 | 0 | 0 | 0 | -0.18444 | -0.23246 | -0.23246 | -0.2309 | -0.14585 | -0.08397 |  | 0 | 0 | 0 | 0 | 0 | 0
109296 | SEARS WIND_E | 12.5 | 101 | 704 | 0 | 0 | 0 | 0 | 0 | 0 | -0.17148 | -0.23002 | -0.23002 | -0.2284 | -0.14351 | -0.08062 |  | 0 | 0 | 0 | 0 | 0 | 0
109297 | SEARS WIND_W | 12.5 | 101 | 704 | 0 | 0 | 0 | 0 | 0 | 0 | -0.17148 | -0.23002 | -0.23002 | -0.2284 | -0.14351 | -0.08062 |  | 0 | 0 | 0 | 0 | 0 | 0
109403 | DRFLD EAST G | 0.69 | 101 | 704 | 0 | 0 | 0 | 0 | 0 | 0 | -0.15838 | -0.22755 | -0.22755 | -0.22588 | -0.14114 | -0.07724 |  | 0 | 0 | 0 | 0 | 0 | 0
109404 | DRFLD WEST G | 0.69 | 101 | 704 | 0 | 0 | 0 | 0 | 0 | 0 | -0.15838 | -0.22755 | -0.22755 | -0.22588 | -0.14114 | -0.07724 |  | 0 | 0 | 0 | 0 | 0 | 0
113011 | BAT_BarreB~1 | 115 | 101 | 1100 | 0 | 0 | 0 | 0 | 0 | 0 | -0.13194 | -0.12671 | -0.12671 | -0.12642 | -0.09295 | -0.06784 |  | 0 | 0 | 0 | 0 | 0 | 0
113100 | DEERFIELD 4G | 2.4 | 101 | 1100 | 0 | 0 | 0 | 0 | 0 | 0 | 0.01472 | 0.00541 | 0.00541 | -0.00471 | -0.08397 | -0.04936 |  | 0 | 0 | 0 | 0 | 0 | 0
113099 | DEERFIELD 3G | 2.4 | 101 | 1100 | 0 | 0 | 0 | 0 | 0 | 0 | 0.01389 | 0.00492 | 0.00492 | -0.00487 | -0.08153 | -0.04823 |  | 0 | 0 | 0 | 0 | 0 | 0
113098 | DEERFIELD 2G | 2.4 | 101 | 1100 | 0 | 0 | 0 | 0 | 0 | 0 | 0.01285 | 0.0043 | 0.0043 | -0.00508 | -0.07848 | -0.04681 |  | 0 | 0 | 0 | 0 | 0 | 0
113082 | BARRE MA T1 | 13.8 | 101 | 1100 | 0 | 0 | 0 | 0 | 0 | 0 | -0.07888 | -0.07573 | -0.07573 | -0.07573 | -0.0573 | -0.04473 |  | 0 | 0 | 0 | 0 | 0 | 0
993007 | BAT_BARRE ~1 | 115 | 101 | 1100 | 0 | 0 | 0 | 0 | 0 | 0 | -0.07888 | -0.07573 | -0.07573 | -0.07573 | -0.0573 | -0.04473 |  | 0 | 0 | 0 | 0 | 0 | 0
113096 | BEARSWAMP 1 | 13.8 | 101 | 1100 | 331.5 | 0 | 331.5 | 331.5 | 0 | 0 | 0.02541 | 0.01149 | 0.04163 | 0.0433 | -0.09535 | -0.04143 |  | 0 | 0 | 0 | 0 | 0 | 0
113097 | BEARSWAMP 2 | 13.8 | 101 | 1100 | 331.5 | 0 | 331.5 | 331.5 | 0 | 0 | 0.02541 | 0.04163 | 0.01149 | 0.0433 | -0.09535 | -0.04143 |  | 0 | 0 | 0 | 0 | 0 | 0
993001 | SUN_BEAR S~1 | 230 | 101 | 1100 | 83.71 | 0 | 83.71 | 83.71 | 0 | 0 | 0.02541 | 0.01149 | 0.01149 | 0.0433 | -0.09535 | -0.04143 |  | 0 | 0 | 0 | 0 | 0 | 0
113020 | DaymarkGe~42 | 115 | 101 | 1100 | 0 | 0 | 0 | 0 | 0 | 0 | -0.04701 | -0.04432 | -0.04432 | -0.0444 | -0.03798 | -0.04124 |  | 0 | 0 | 0 | 0 | 0 | 0
998496 | SUN_E ARLN~1 | 46 | 101 | 822 | 0 | 0 | 0 | 0 | 0 | 0 | -0.01866 | -0.15105 | -0.15105 | -0.14929 | -0.08495 | -0.03789 |  | 0 | 0 | 0 | 0 | 0 | 0
109529 | VERNON HYD A | 2.4 | 101 | 1100 | 0 | 0 | 0 | 0 | 0 | 0 | 0.01091 | 0.00426 | 0.00426 | -0.00288 | -0.0597 | -0.03751 |  | 0 | 0 | 0 | 0 | 0 | 0
109530 | VERNON HYD B | 2.4 | 101 | 1100 | 0 | 0 | 0 | 0 | 0 | 0 | 0.01091 | 0.00426 | 0.00426 | -0.00288 | -0.0597 | -0.03751 |  | 0 | 0 | 0 | 0 | 0 | 0
109531 | VERNON HY T1 | 13.8 | 101 | 1100 | 0 | 0 | 0 | 0 | 0 | 0 | 0.01091 | 0.00426 | 0.00426 | -0.00288 | -0.0597 | -0.03751 |  | 0 | 0 | 0 | 0 | 0 | 0
109532 | VERNON HY T2 | 13.8 | 101 | 1100 | 0 | 0 | 0 | 0 | 0 | 0 | 0.01091 | 0.00426 | 0.00426 | -0.00288 | -0.0597 | -0.03751 |  | 0 | 0 | 0 | 0 | 0 | 0
993029 | SUN_SHUTES~1 | 69 | 101 | 1100 | 19.99 | 0 | 19.99 | 19.99 | 0 | 0 | 0.00478 | -0.00047 | -0.00047 | -0.00671 | -0.05485 | -0.03582 |  | 0 | 0 | 0 | 0 | 0 | 0
996240 | AC_BUCK POND | 115 | 101 | 1330 | 0 | 0 | 0 | 0 | 0 | 0 | -0.04745 | -0.04294 | -0.04294 | -0.04269 | -0.03661 | -0.03534 |  | 0 | 0 | 0 | 0 | 0 | 0
113142 | SOLTERRA A | 0.48 | 101 | 1100 | 0 | 0 | 0 | 0 | 0 | 0 | -0.05719 | -0.05488 | -0.05488 | -0.055 | -0.04272 | -0.03528 |  | 0 | 0 | 0 | 0 | 0 | 0
113143 | SOLTERRA B | 0.42 | 101 | 1100 | 0 | 0 | 0 | 0 | 0 | 0 | -0.05719 | -0.05488 | -0.05488 | -0.055 | -0.04272 | -0.03528 |  | 0 | 0 | 0 | 0 | 0 | 0
993000 | SUN_TREASU~1 | 115 | 101 | 1100 | 0 | 0 | 0 | 0 | 0 | 0 | -0.05719 | -0.05488 | -0.05488 | -0.055 | -0.04272 | -0.03528 |  | 0 | 0 | 0 | 0 | 0 | 0
116556 | COBBLE MT_G | 6.9 | 101 | 1333 | 19.96 | 0 | 19.96 | 19.96 | 0 | 0 | -0.04265 | -0.03849 | -0.03849 | -0.03825 | -0.03255 | -0.03204 |  | 0 | 0 | 0 | 0 | 0 | 0
108934 | STRATTON_SC1 | 13.8 | 101 | 704 | 0 | 0 | 0 | 0 | 0 | 0 | -0.0057 | -0.08497 | -0.08497 | -0.08383 | -0.04336 | -0.03042 |  | 0 | 0 | 0 | 0 | 0 | 0
108938 | STRATTON_SC2 | 13.8 | 101 | 704 | 0 | 0 | 0 | 0 | 0 | 0 | -0.0057 | -0.08497 | -0.08497 | -0.08383 | -0.04336 | -0.03042 |  | 0 | 0 | 0 | 0 | 0 | 0
993034 | SUN_BELCHE~1 | 69 | 101 | 1100 | 17.93 | 0 | 17.93 | 17.93 | 0 | 0 | -0.00097 | -0.00388 | -0.00388 | -0.00787 | -0.038 | -0.02798 |  | 0 | 0 | 0 | 0 | 0 | 0
116505 | BERKSHRE_G1 | 21 | 101 | 1333 | 270 | 0 | 270 | 270 | 0 | 0 | -0.03539 | -0.03178 | -0.03178 | -0.03155 | -0.02648 | -0.02706 |  | 0 | 0 | 0 | 0 | 0 | 0
993038 | SUN_ROYALS~1 | 69 | 101 | 1100 | 2.5 | 0 | 2.5 | 2.5 | 0 | 0 | 0.0069 | 0.00306 | 0.00306 | -0.00097 | -0.03421 | -0.02506 |  | 0 | 0 | 0 | 0 | 0 | 0
993017 | SUN_FLOREN~1 | 115 | 101 | 1100 | 0 | 0 | 0 | 0 | 0 | 0 | -0.02975 | -0.02653 | -0.02653 | -0.02633 | -0.02184 | -0.02465 |  | 0 | 0 | 0 | 0 | 0 | 0
993031 | SUN_WARE | 69 | 101 | 1100 | 60.61 | 0 | 85.08 | 60.61 | 0 | 24.47 | -0.00435 | -0.00588 | -0.00588 | -0.00855 | -0.0281 | -0.02337 |  | 0 | 0 | 0 | 0 | 0 | 0
116492 | W-SPRNGFLD-1 | 13.8 | 101 | 1333 | 39 | 0 | 39 | 39 | 0 | 0 | -0.02991 | -0.0267 | -0.0267 | -0.02646 | -0.02176 | -0.02329 |  | 0 | 0 | 0 | 0 | 0 | 0
116493 | W-SPRNGFLD-2 | 13.8 | 101 | 1333 | 0 | 0 | 0 | 0 | 0 | 0 | -0.02991 | -0.0267 | -0.0267 | -0.02646 | -0.02176 | -0.02329 |  | 0 | 0 | 0 | 0 | 0 | 0
116494 | W-SPRNGFLD-3 | 13.8 | 101 | 1333 | 107 | 0 | 107 | 107 | 0 | 0 | -0.02991 | -0.0267 | -0.0267 | -0.02646 | -0.02176 | -0.02329 |  | 0 | 0 | 0 | 0 | 0 | 0
116495 | SPGFLD RFUSE | 4.16 | 101 | 1334 | 0 | 0 | 0 | 0 | 0 | 0 | -0.02991 | -0.0267 | -0.0267 | -0.02646 | -0.02176 | -0.02329 |  | 0 | 0 | 0 | 0 | 0 | 0
993342 | SUN_CRYSTA~1 | 69 | 101 | 1110 | 0 | 0 | 0 | 0 | 0 | 0 | 0.00633 | 0.00288 | 0.00288 | -0.00069 | -0.03057 | -0.02328 |  | 0 | 0 | 0 | 0 | 0 | 0
116411 | NORTHFIELD 1 | 13.8 | 101 | 1373 | 292 | 0 | 292 | 292 | 0 | 0 | 0.01826 | 0.02077 | 0.02077 | 0.02123 | 0.02849 | -0.02264 |  | 0 | 0 | 0 | 0 | 0 | 0
116412 | NORTHFIELD 2 | 13.8 | 101 | 1373 | 292 | 0 | 292 | 292 | 0 | 0 | 0.01826 | 0.02077 | 0.02077 | 0.02123 | 0.02849 | -0.02264 |  | 0 | 0 | 0 | 0 | 0 | 0
116413 | NORTHFIELD 3 | 13.8 | 101 | 1373 | 292 | 0 | 292 | 292 | 0 | 0 | 0.01826 | 0.02077 | 0.02077 | 0.02123 | 0.02849 | -0.02264 |  | 0 | 0 | 0 | 0 | 0 | 0
116414 | NORTHFIELD 4 | 13.8 | 101 | 1373 | 292 | 0 | 292 | 292 | 0 | 0 | 0.01826 | 0.02077 | 0.02077 | 0.02123 | 0.02849 | -0.02264 |  | 0 | 0 | 0 | 0 | 0 | 0
116452 | HADLEY FALLS | 6.6 | 101 | 1334 | 14.95 | 0 | 14.95 | 14.95 | 0 | 0 | -0.02574 | -0.02281 | -0.02281 | -0.02262 | -0.01849 | -0.02222 |  | 0 | 0 | 0 | 0 | 0 | 0
116458 | FRONT STREET | 4.16 | 101 | 1334 | 0 | 0 | 0 | 0 | 0 | 0 | -0.02614 | -0.02318 | -0.02318 | -0.02299 | -0.01877 | -0.0221 |  | 0 | 0 | 0 | 0 | 0 | 0
993118 | SUN_5 CORN~1 | 115 | 101 | 1100 | 0 | 0 | 0 | 0 | 0 | 0 | -0.02489 | -0.02201 | -0.02201 | -0.02183 | -0.01777 | -0.02171 |  | 0 | 0 | 0 | 0 | 0 | 0
993037 | SUN_LASHAW~1 | 69 | 101 | 1100 | 18.09 | 0 | 26.15 | 18.09 | 0 | 8.06 | -0.00596 | -0.00702 | -0.00702 | -0.00915 | -0.02423 | -0.02142 |  | 0 | 0 | 0 | 0 | 0 | 0
113138 | VUELTA_GEN | 0.38 | 101 | 1100 | 0 | 0 | 0 | 0 | 0 | 0 | -0.00643 | -0.00735 | -0.00735 | -0.00932 | -0.02312 | -0.02086 |  | 0 | 0 | 0 | 0 | 0 | 0
113139 | OLD_WARDOUR | 0.38 | 101 | 1100 | 2.33 | 0 | 2.38 | 2.33 | 0 | 0.05 | -0.00643 | -0.00735 | -0.00735 | -0.00932 | -0.02312 | -0.02086 |  | 0 | 0 | 0 | 0 | 0 | 0
993039 | SUN_MEADOW~2 | 69 | 101 | 1100 | 8.13 | 0 | 8.13 | 8.13 | 0 | 0 | -0.00674 | -0.00757 | -0.00757 | -0.00943 | -0.02237 | -0.02048 |  | 0 | 0 | 0 | 0 | 0 | 0
993054 | SUN_MEADOW~1 | 69 | 101 | 1100 | 13.6 | 0 | 13.6 | 13.6 | 0 | 0 | -0.00674 | -0.00757 | -0.00757 | -0.00943 | -0.02237 | -0.02048 |  | 0 | 0 | 0 | 0 | 0 | 0
121841 | NUTMEG_G | 0.42 | 101 | 1653 | 0 | 0 | 0 | 0 | 0 | 0 | -0.01998 | -0.01763 | -0.01763 | -0.0176 | -0.01504 | -0.01952 |  | 0 | 0 | 0 | 0 | 0 | 0
999993 | SUN_SCITICO | 115 | 101 | 1650 | 0 | 0 | 0 | 0 | 0 | 0 | -0.01998 | -0.01763 | -0.01763 | -0.0176 | -0.01504 | -0.01952 |  | 0 | 0 | 0 | 0 | 0 | 0
997910 | SUN_VERNON~1 | 115 | 101 | 700 | 0 | 0 | 0 | 0 | 0 | 0 | 0.01342 | 0.01358 | 0.01358 | 0.01378 | 0.01828 | -0.01905 |  | 0 | 0 | 0 | 0 | 0 | 0
994946 | SUN_VERNON~2 | 115 | 101 | 99 | 0 | 0 | 0 | 0 | 0 | 0 | 0.01354 | 0.01419 | 0.01419 | 0.01439 | 0.01865 | -0.01897 |  | 0 | 0 | 0 | 0 | 0 | 0
997010 | HVDC_COOLI~1 | 345 | 101 | 700 | 0 | 0 | 0 | 0 | 0 | 0 | 0.01348 | 0.01431 | 0.01431 | 0.0145 | 0.01867 | -0.01884 |  | 0 | 0 | 0 | 0 | 0 | 0
994935 | SUN_CHESTN~1 | 115 | 101 | 680 | 0 | 0 | 0 | 0 | 0 | 0 | 0.01334 | 0.01398 | 0.01398 | 0.01416 | 0.01823 | -0.01881 |  | 0 | 0 | 0 | 0 | 0 | 0
116438 | MONSANTO_C1 | 13.8 | 101 | 1333 | 84.65 | 0 | 84.65 | 84.65 | 0 | 0 | -0.01928 | -0.01681 | -0.01681 | -0.01665 | -0.01316 | -0.01876 |  | 0 | 0 | 0 | 0 | 0 | 0
116439 | MONSANTO_S1 | 13.8 | 101 | 1333 | 76.01 | 0 | 76.01 | 76.01 | 0 | 0 | -0.01928 | -0.01681 | -0.01681 | -0.01665 | -0.01316 | -0.01876 |  | 0 | 0 | 0 | 0 | 0 | 0
116440 | MONSANTO_C2 | 13.8 | 101 | 1333 | 84.65 | 0 | 84.65 | 84.65 | 0 | 0 | -0.01928 | -0.01681 | -0.01681 | -0.01665 | -0.01316 | -0.01876 |  | 0 | 0 | 0 | 0 | 0 | 0
113889 | PRINCETON | 13.8 | 101 | 1208 | 0 | 0 | 0 | 0 | 0 | 0 | 0.00476 | 0.00241 | 0.00241 | 5e-05 | -0.02061 | -0.01842 |  | 0 | 0 | 0 | 0 | 0 | 0
998476 | SUN_CARVER~1 | 46 | 101 | 802 | 0 | 0 | 0 | 0 | 0 | 0 | 0.01294 | 0.01371 | 0.01371 | 0.01386 | 0.01755 | -0.01837 |  | 0 | 0 | 0 | 0 | 0 | 0
108949 | BELDENS | 4.16 | 101 | 704 | 0 | 0 | 0 | 0 | 0 | 0 | 0.0129 | 0.01366 | 0.01366 | 0.01382 | 0.01748 | -0.01833 |  | 0 | 0 | 0 | 0 | 0 | 0
108951 | HUNTINGTON | 4.16 | 101 | 704 | 0 | 0 | 0 | 0 | 0 | 0 | 0.0129 | 0.01366 | 0.01366 | 0.01382 | 0.01748 | -0.01833 |  | 0 | 0 | 0 | 0 | 0 | 0
108953 | PROCTOR HYD | 4.16 | 101 | 704 | 0 | 0 | 0 | 0 | 0 | 0 | 0.01284 | 0.0136 | 0.0136 | 0.01375 | 0.01735 | -0.01829 |  | 0 | 0 | 0 | 0 | 0 | 0
109151 | COOL_PV_GEN | 0.6 | 101 | 703 | 0 | 0 | 0 | 0 | 0 | 0 | 0.01276 | 0.0135 | 0.0135 | 0.01364 | 0.0171 | -0.01824 |  | 0 | 0 | 0 | 0 | 0 | 0
109051 | GLEN HYDRO | 13.2 | 101 | 704 | 0 | 0 | 0 | 0 | 0 | 0 | 0.01276 | 0.01351 | 0.01351 | 0.01365 | 0.01715 | -0.01822 |  | 0 | 0 | 0 | 0 | 0 | 0
109053 | RUTLAND GT | 13.2 | 101 | 704 | 0 | 0 | 0 | 0 | 0 | 0 | 0.01275 | 0.0135 | 0.0135 | 0.01363 | 0.01713 | -0.01822 |  | 0 | 0 | 0 | 0 | 0 | 0
109065 | RUT GT_D1_CR | 12.5 | 101 | 802 | 0 | 0 | 0 | 0 | 0 | 0 | 0.01275 | 0.0135 | 0.0135 | 0.01363 | 0.01713 | -0.01822 |  | 0 | 0 | 0 | 0 | 0 | 0
109079 | PATCH HYDRO | 2.3 | 101 | 704 | 0 | 0 | 0 | 0 | 0 | 0 | 0.01276 | 0.01351 | 0.01351 | 0.01364 | 0.01715 | -0.01822 |  | 0 | 0 | 0 | 0 | 0 | 0
109107 | WEYBRDGE | 12.5 | 101 | 704 | 0 | 0 | 0 | 0 | 0 | 0 | 0.01248 | 0.01322 | 0.01322 | 0.01335 | 0.01674 | -0.01794 |  | 0 | 0 | 0 | 0 | 0 | 0
108992 | VERGENNES GN | 2.4 | 101 | 704 | 0 | 0 | 0 | 0 | 0 | 0 | 0.0123 | 0.01302 | 0.01302 | 0.01314 | 0.01644 | -0.01776 |  | 0 | 0 | 0 | 0 | 0 | 0
997790 | SUN_VERGEN~1 | 115 | 101 | 700 | 45.98 | 0 | 50 | 45.98 | 0 | 4.02 | 0.0123 | 0.01302 | 0.01302 | 0.01314 | 0.01644 | -0.01776 |  | 0 | 0 | 0 | 0 | 0 | 0
109103 | SILVERLAKE | 6.9 | 101 | 704 | 0 | 0 | 0 | 0 | 0 | 0 | 0.01201 | 0.01269 | 0.01269 | 0.01279 | 0.01576 | -0.01754 |  | 0 | 0 | 0 | 0 | 0 | 0
108884 | BURLINGTN_GT | 13.8 | 101 | 704 | 0 | 0 | 0 | 0 | 0 | 0 | 0.01155 | 0.01221 | 0.01221 | 0.01229 | 0.01506 | -0.01707 |  | 0 | 0 | 0 | 0 | 0 | 0
993036 | SUN_WILBRA~1 | 69 | 101 | 1100 | 9.7 | 0 | 9.7 | 9.7 | 0 | 0 | -0.00859 | -0.00794 | -0.00794 | -0.00875 | -0.01352 | -0.01698 |  | 0 | 0 | 0 | 0 | 0 | 0
993047 | SUN_E.LONG~1 | 69 | 101 | 1100 | 8.99 | 0 | 8.99 | 8.99 | 0 | 0 | -0.00859 | -0.00794 | -0.00794 | -0.00875 | -0.01352 | -0.01698 |  | 0 | 0 | 0 | 0 | 0 | 0
116433 | ORCHARD | 13.8 | 101 | 1332 | 0 | 0 | 0 | 0 | 0 | 0 | -0.01544 | -0.01324 | -0.01324 | -0.01311 | -0.00999 | -0.01675 |  | 0 | 0 | 0 | 0 | 0 | 0
993328 | SUN_EAST W~1 | 69 | 101 | 1110 | 9.93 | 0 | 9.93 | 9.93 | 0 | 0 | -0.00998 | -0.00986 | -0.00986 | -0.01062 | -0.01461 | -0.01656 |  | 0 | 0 | 0 | 0 | 0 | 0
993109 | SUN_WEST H~1 | 115 | 101 | 1100 | 3.33 | 0 | 13.17 | 3.33 | 0 | 9.84 | -0.01377 | -0.01193 | -0.01193 | -0.01198 | -0.01044 | -0.01648 |  | 0 | 0 | 0 | 0 | 0 | 0
108893 | ASCUTNEY GT | 13.8 | 101 | 704 | 0 | 0 | 0 | 0 | 0 | 0 | 0.01052 | 0.01096 | 0.01096 | 0.01089 | 0.0119 | -0.01646 |  | 0 | 0 | 0 | 0 | 0 | 0
108988 | ESSEX DIESLS | 2.4 | 101 | 704 | 0 | 0 | 0 | 0 | 0 | 0 | 0.01086 | 0.01145 | 0.01145 | 0.0115 | 0.01378 | -0.01643 |  | 0 | 0 | 0 | 0 | 0 | 0
108990 | ESSEX HYDRO | 2.4 | 101 | 704 | 0 | 0 | 0 | 0 | 0 | 0 | 0.01086 | 0.01145 | 0.01145 | 0.0115 | 0.01378 | -0.01643 |  | 0 | 0 | 0 | 0 | 0 | 0
108891 | GORGE GT | 13.8 | 101 | 704 | 0 | 0 | 0 | 0 | 0 | 0 | 0.01085 | 0.01145 | 0.01145 | 0.01149 | 0.01377 | -0.01642 |  | 0 | 0 | 0 | 0 | 0 | 0
108986 | GORGE_HYDRO | 4.16 | 101 | 704 | 0 | 0 | 0 | 0 | 0 | 0 | 0.01085 | 0.01145 | 0.01145 | 0.01149 | 0.01377 | -0.01642 |  | 0 | 0 | 0 | 0 | 0 | 0
109160 | JC MCNEIL | 13.8 | 101 | 704 | 0 | 0 | 0 | 0 | 0 | 0 | 0.01085 | 0.01144 | 0.01144 | 0.01149 | 0.01376 | -0.01642 |  | 0 | 0 | 0 | 0 | 0 | 0
108875 | BED_WINOOSKI | 13.8 | 101 | 704 | 0 | 0 | 0 | 0 | 0 | 0 | 0.01084 | 0.01144 | 0.01144 | 0.01148 | 0.01375 | -0.01641 |  | 0 | 0 | 0 | 0 | 0 | 0
998265 | SUN_WINDSOR | 46 | 101 | 812 | 0 | 0 | 0 | 0 | 0 | 0 | 0.01038 | 0.01082 | 0.01082 | 0.01076 | 0.01182 | -0.01629 |  | 0 | 0 | 0 | 0 | 0 | 0
994990 | SUN_FITZWI~1 | 115 | 101 | 680 | 0 | 0 | 0 | 0 | 0 | 0 | 0.01006 | 0.01042 | 0.01042 | 0.01025 | 0.01011 | -0.01628 |  | 0 | 0 | 0 | 0 | 0 | 0
109550 | BELLOWS FALS | 6.9 | 101 | 400 | 0 | 0 | 0 | 0 | 0 | 0 | 0.00961 | 0.0098 | 0.0098 | 0.00955 | 0.00855 | -0.01609 |  | 0 | 0 | 0 | 0 | 0 | 0
998940 | SUN_WESTMI~1 | 12.5 | 101 | 822 | 0 | 0 | 0 | 0 | 0 | 0 | 0.00961 | 0.0098 | 0.0098 | 0.00955 | 0.00855 | -0.01609 |  | 0 | 0 | 0 | 0 | 0 | 0
113451 | CHINOOK_PV | 0.6 | 101 | 1110 | 0 | 0 | 0 | 0 | 0 | 0 | 0.00948 | 0.00965 | 0.00965 | 0.00937 | 0.0079 | -0.01607 |  | 0 | 0 | 0 | 0 | 0 | 0
109226 | PETERSON_GEN | 4 | 101 | 704 | 0 | 0 | 0 | 0 | 0 | 0 | 0.01036 | 0.01092 | 0.01092 | 0.01093 | 0.01288 | -0.01597 |  | 0 | 0 | 0 | 0 | 0 | 0
109227 | CLARK FALLS | 2.4 | 101 | 704 | 0 | 0 | 0 | 0 | 0 | 0 | 0.01036 | 0.01092 | 0.01092 | 0.01094 | 0.01288 | -0.01597 |  | 0 | 0 | 0 | 0 | 0 | 0
109229 | MILTON_G | 2.3 | 101 | 704 | 0 | 0 | 0 | 0 | 0 | 0 | 0.01036 | 0.01092 | 0.01092 | 0.01093 | 0.01288 | -0.01597 |  | 0 | 0 | 0 | 0 | 0 | 0
108168 | GEORGIA MTN | 0.69 | 101 | 704 | 0 | 0 | 0 | 0 | 0 | 0 | 0.01035 | 0.01091 | 0.01091 | 0.01092 | 0.01286 | -0.01596 |  | 0 | 0 | 0 | 0 | 0 | 0
109228 | FAIRFAX FALS | 2.3 | 101 | 704 | 0 | 0 | 0 | 0 | 0 | 0 | 0.01031 | 0.01086 | 0.01086 | 0.01087 | 0.01278 | -0.01592 |  | 0 | 0 | 0 | 0 | 0 | 0
109141 | TAFTSVL_GEN | 12.5 | 101 | 704 | 0 | 0 | 0 | 0 | 0 | 0 | 0.01003 | 0.01047 | 0.01047 | 0.01042 | 0.01148 | -0.01588 |  | 0 | 0 | 0 | 0 | 0 | 0
109140 | NO HARTLAND | 4.16 | 101 | 704 | 0 | 0 | 0 | 0 | 0 | 0 | 0.00993 | 0.01037 | 0.01037 | 0.0103 | 0.01132 | -0.01578 |  | 0 | 0 | 0 | 0 | 0 | 0
106033 | SLAYTON HIL1 | 13.8 | 101 | 400 | 0 | 0 | 0 | 0 | 0 | 0 | 0.00986 | 0.01029 | 0.01029 | 0.01022 | 0.01113 | -0.01573 |  | 0 | 0 | 0 | 0 | 0 | 0
107324 | HG_CONVRTR_S | 115 | 101 | 703 | 0 | 0 | 0 | 0 | 0 | 0 | 0.01003 | 0.01056 | 0.01056 | 0.01056 | 0.01228 | -0.01566 |  | 0 | 0 | 0 | 0 | 0 | 0
911524 | HIGH_DGEN | 115 | 101 | 703 | 0 | 0 | 0 | 0 | 0 | 0 | 0.01003 | 0.01056 | 0.01056 | 0.01056 | 0.01228 | -0.01566 |  | 0 | 0 | 0 | 0 | 0 | 0
108894 | SWANTON GT | 13.8 | 101 | 704 | 0 | 0 | 0 | 0 | 0 | 0 | 0.01003 | 0.01055 | 0.01055 | 0.01055 | 0.01227 | -0.01565 |  | 0 | 0 | 0 | 0 | 0 | 0
109280 | SHELDON_G1 | 4.16 | 101 | 704 | 0 | 0 | 0 | 0 | 0 | 0 | 0.01003 | 0.01055 | 0.01055 | 0.01055 | 0.01227 | -0.01565 |  | 0 | 0 | 0 | 0 | 0 | 0
109281 | SHELDON_G2 | 4.16 | 101 | 704 | 0 | 0 | 0 | 0 | 0 | 0 | 0.01003 | 0.01055 | 0.01055 | 0.01055 | 0.01227 | -0.01565 |  | 0 | 0 | 0 | 0 | 0 | 0
109282 | SHELDON_G3 | 4.16 | 101 | 704 | 0 | 0 | 0 | 0 | 0 | 0 | 0.01003 | 0.01055 | 0.01055 | 0.01055 | 0.01227 | -0.01565 |  | 0 | 0 | 0 | 0 | 0 | 0
113404 | WMI MILLBURY | 13.8 | 101 | 1110 | 40.94 | 0 | 40.94 | 40.94 | 0 | 0 | -0.01184 | -0.01133 | -0.01133 | -0.0117 | -0.01233 | -0.01557 |  | 0 | 0 | 0 | 0 | 0 | 0
109573 | WILDER | 13.8 | 101 | 400 | 0 | 0 | 0 | 0 | 0 | 0 | 0.00962 | 0.01004 | 0.01004 | 0.00996 | 0.01081 | -0.01547 |  | 0 | 0 | 0 | 0 | 0 | 0
109072 | BOLTON FALLS | 4.16 | 101 | 704 | 0 | 0 | 0 | 0 | 0 | 0 | 0.00959 | 0.01008 | 0.01008 | 0.01005 | 0.01143 | -0.01527 |  | 0 | 0 | 0 | 0 | 0 | 0
113073 | PALMER | 23 | 101 | 1100 | 0 | 0 | 0 | 0 | 0 | 0 | -0.00974 | -0.0085 | -0.0085 | -0.00881 | -0.00955 | -0.01524 |  | 0 | 0 | 0 | 0 | 0 | 0
993012 | SUN_PALMER | 115 | 101 | 1100 | 19.2 | 0 | 19.2 | 19.2 | 0 | 0 | -0.00974 | -0.0085 | -0.0085 | -0.00881 | -0.00955 | -0.01524 |  | 0 | 0 | 0 | 0 | 0 | 0
109076 | LTTLE RIVER | 4.16 | 101 | 704 | 0 | 0 | 0 | 0 | 0 | 0 | 0.00933 | 0.00979 | 0.00979 | 0.00975 | 0.01094 | -0.01502 |  | 0 | 0 | 0 | 0 | 0 | 0
105345 | HEMPHILL PWR | 13.8 | 101 | 564 | 17.5 | 0 | 17.5 | 17.5 | 0 | 0 | 0.0091 | 0.00949 | 0.00949 | 0.00939 | 0.01 | -0.01495 |  | 0 | 0 | 0 | 0 | 0 | 0
105350 | LEMP_STRING1 | 0.69 | 101 | 564 | 2.21 | 0 | 2.21 | 2.21 | 0 | 0 | 0.0091 | 0.00949 | 0.00949 | 0.00939 | 0.01 | -0.01495 |  | 0 | 0 | 0 | 0 | 0 | 0
105351 | LEMP_STRING2 | 0.69 | 101 | 564 | 2.21 | 0 | 2.21 | 2.21 | 0 | 0 | 0.0091 | 0.00949 | 0.00949 | 0.00939 | 0.01 | -0.01495 |  | 0 | 0 | 0 | 0 | 0 | 0
113444 | QP698 | 0.48 | 101 | 1110 | 0 | 0 | 0 | 0 | 0 | 0 | 0.00646 | 0.00563 | 0.00563 | 0.00476 | -0.00359 | -0.01495 |  | 0 | 0 | 0 | 0 | 0 | 0
993283 | SUN_E WINC~1 | 115 | 101 | 1110 | 0 | 0 | 0 | 0 | 0 | 0 | 0.00646 | 0.00563 | 0.00563 | 0.00476 | -0.00359 | -0.01495 |  | 0 | 0 | 0 | 0 | 0 | 0
994451 | SUN_NORTH ~2 | 115 | 101 | 560 | 15 | 0 | 15 | 15 | 0 | 0 | 0.0091 | 0.00949 | 0.00949 | 0.00939 | 0.01 | -0.01495 |  | 0 | 0 | 0 | 0 | 0 | 0
109080 | MORETOWN | 4.16 | 101 | 704 | 0 | 0 | 0 | 0 | 0 | 0 | 0.00921 | 0.00966 | 0.00966 | 0.00962 | 0.01073 | -0.01492 |  | 0 | 0 | 0 | 0 | 0 | 0
993014 | SUN_THORND~1 | 115 | 101 | 1100 | 17.42 | 0 | 17.42 | 17.42 | 0 | 0 | -0.01044 | -0.00887 | -0.00887 | -0.00897 | -0.008 | -0.01486 |  | 0 | 0 | 0 | 0 | 0 | 0
109321 | KCW_JAY_SC1 | 13.8 | 101 | 704 | 0 | 0 | 0 | 0 | 0 | 0 | 0.00902 | 0.00946 | 0.00946 | 0.00941 | 0.01045 | -0.01471 |  | 0 | 0 | 0 | 0 | 0 | 0
108905 | KINGDOM_GEN | 0.65 | 101 | 704 | 12 | 0 | 12 | 12 | 0 | 0 | 0.009 | 0.00944 | 0.00944 | 0.00938 | 0.01041 | -0.01469 |  | 0 | 0 | 0 | 0 | 0 | 0
108895 | BERLIN VT_GT | 13.2 | 101 | 704 | 0 | 0 | 0 | 0 | 0 | 0 | 0.00887 | 0.00929 | 0.00929 | 0.00922 | 0.01009 | -0.0146 |  | 0 | 0 | 0 | 0 | 0 | 0
113877 | PINETREE PWR | 13.8 | 101 | 1206 | 0 | 0 | 0 | 0 | 0 | 0 | 0.00541 | 0.00425 | 0.00425 | 0.00316 | -0.00762 | -0.01458 |  | 0 | 0 | 0 | 0 | 0 | 0
993282 | SUN_FLAGG ~1 | 115 | 101 | 1110 | 0 | 0 | 0 | 0 | 0 | 0 | 0.00541 | 0.00425 | 0.00425 | 0.00316 | -0.00762 | -0.01458 |  | 0 | 0 | 0 | 0 | 0 | 0
993868 | WDS_FLAGG ~1 | 69 | 101 | 1206 | 0 | 0 | 0 | 0 | 0 | 0 | 0.00541 | 0.00425 | 0.00425 | 0.00316 | -0.00762 | -0.01458 |  | 0 | 0 | 0 | 0 | 0 | 0
109234 | COVENTRY_GEN | 4.16 | 101 | 704 | 0 | 0 | 0 | 0 | 0 | 0 | 0.00875 | 0.00917 | 0.00917 | 0.00911 | 0.00997 | -0.01447 |  | 0 | 0 | 0 | 0 | 0 | 0
109277 | NEWPORT HY | 4.16 | 101 | 704 | 0 | 0 | 0 | 0 | 0 | 0 | 0.00873 | 0.00914 | 0.00914 | 0.00908 | 0.00992 | -0.01444 |  | 0 | 0 | 0 | 0 | 0 | 0
105731 | ANTRIM GSU | 0.69 | 101 | 684 | 0 | 0 | 0 | 0 | 0 | 0 | 0.00847 | 0.00882 | 0.00882 | 0.0087 | 0.00904 | -0.01432 |  | 0 | 0 | 0 | 0 | 0 | 0
994895 | WND_TUTTLE~1 | 115 | 101 | 680 | 28.4 | 0 | 28.4 | 28.4 | 0 | 0 | 0.00847 | 0.00882 | 0.00882 | 0.0087 | 0.00904 | -0.01432 |  | 0 | 0 | 0 | 0 | 0 | 0
997560 | SUN_BARRE | 115 | 101 | 700 | 25.58 | 0 | 25.58 | 25.58 | 0 | 0 | 0.00852 | 0.0089 | 0.0089 | 0.00882 | 0.00942 | -0.01428 |  | 0 | 0 | 0 | 0 | 0 | 0
109104 | MARSHFIELD | 4.16 | 101 | 704 | 0 | 0 | 0 | 0 | 0 | 0 | 0.00849 | 0.00888 | 0.00888 | 0.0088 | 0.00944 | -0.01424 |  | 0 | 0 | 0 | 0 | 0 | 0
993285 | SUN_LITCHF~1 | 115 | 101 | 1110 | 0 | 0 | 0 | 0 | 0 | 0 | 0.00432 | 0.00281 | 0.00281 | 0.0015 | -0.0118 | -0.01418 |  | 0 | 0 | 0 | 0 | 0 | 0
108898 | SHEFLD CLR-N | 0.69 | 101 | 704 | 0 | 0 | 0 | 0 | 0 | 0 | 0.00804 | 0.0084 | 0.0084 | 0.0083 | 0.00869 | -0.0138 |  | 0 | 0 | 0 | 0 | 0 | 0
108899 | SHEFLD CLR-S | 0.69 | 101 | 704 | 0 | 0 | 0 | 0 | 0 | 0 | 0.00804 | 0.0084 | 0.0084 | 0.0083 | 0.00869 | -0.0138 |  | 0 | 0 | 0 | 0 | 0 | 0
109102 | WDANVILLE HY | 7.2 | 101 | 704 | 0 | 0 | 0 | 0 | 0 | 0 | 0.00801 | 0.00837 | 0.00837 | 0.00826 | 0.00859 | -0.01378 |  | 0 | 0 | 0 | 0 | 0 | 0
105726 | JACKMAN HYD | 2.4 | 101 | 684 | 3.6 | 0 | 3.6 | 3.6 | 0 | 0 | 0.00782 | 0.00813 | 0.00813 | 0.008 | 0.00804 | -0.01366 |  | 0 | 0 | 0 | 0 | 0 | 0
113894 | STERLING T2 | 13.8 | 101 | 1210 | 0 | 0 | 0 | 0 | 0 | 0 | 0.00361 | 0.00231 | 0.00231 | 0.00114 | -0.01065 | -0.0135 |  | 0 | 0 | 0 | 0 | 0 | 0
113378 | FITCH RD1 | 13.8 | 101 | 1110 | 0.95 | 0 | 0.95 | 0.95 | 0 | 0 | 0.00094 | 3e-05 | 3e-05 | -0.00103 | -0.01055 | -0.0134 |  | 0 | 0 | 0 | 0 | 0 | 0
113379 | FITCH RD2 | 13.8 | 101 | 1110 | 0.95 | 0 | 0.95 | 0.95 | 0 | 0 | 0.00094 | 3e-05 | 3e-05 | -0.00103 | -0.01055 | -0.0134 |  | 0 | 0 | 0 | 0 | 0 | 0
113907 | SHREWSBRY | 69 | 101 | 1214 | 0 | 0 | 0 | 0 | 0 | 0 | -0.00656 | -0.0064 | -0.0064 | -0.00686 | -0.00937 | -0.0134 |  | 0 | 0 | 0 | 0 | 0 | 0
106048 | MCINDOES FLS | 2.4 | 101 | 400 | 0 | 0 | 0 | 0 | 0 | 0 | 0.00753 | 0.00784 | 0.00784 | 0.00771 | 0.00773 | -0.01333 |  | 0 | 0 | 0 | 0 | 0 | 0
109070 | DODGE FALLS | 4.25 | 101 | 704 | 0 | 0 | 0 | 0 | 0 | 0 | 0.00753 | 0.00784 | 0.00784 | 0.00771 | 0.00773 | -0.01333 |  | 0 | 0 | 0 | 0 | 0 | 0
109106 | BARNET_D | 2.4 | 101 | 704 | 0 | 0 | 0 | 0 | 0 | 0 | 0.00754 | 0.00785 | 0.00785 | 0.00772 | 0.00774 | -0.01333 |  | 0 | 0 | 0 | 0 | 0 | 0
109131 | BATH | 2.4 | 101 | 704 | 0 | 0 | 0 | 0 | 0 | 0 | 0.00753 | 0.00784 | 0.00784 | 0.00771 | 0.00773 | -0.01333 |  | 0 | 0 | 0 | 0 | 0 | 0
109170 | RYEGATE WOOD | 13.8 | 101 | 704 | 19 | 0 | 19 | 19 | 0 | 0 | 0.00753 | 0.00784 | 0.00784 | 0.00771 | 0.00773 | -0.01333 |  | 0 | 0 | 0 | 0 | 0 | 0
113128 | WARREN_A | 0.34 | 101 | 1100 | 0 | 0 | 0 | 0 | 0 | 0 | -0.00743 | -0.0064 | -0.0064 | -0.00665 | -0.00716 | -0.0133 |  | 0 | 0 | 0 | 0 | 0 | 0
113129 | WARREN_B | 0.34 | 101 | 1100 | 0 | 0 | 0 | 0 | 0 | 0 | -0.00743 | -0.0064 | -0.0064 | -0.00665 | -0.00716 | -0.0133 |  | 0 | 0 | 0 | 0 | 0 | 0
113130 | WARREN_C | 0.36 | 101 | 1100 | 0 | 0 | 0 | 0 | 0 | 0 | -0.00743 | -0.0064 | -0.0064 | -0.00665 | -0.00716 | -0.0133 |  | 0 | 0 | 0 | 0 | 0 | 0
993004 | SUN_LITL R~1 | 115 | 101 | 1100 | 24.91 | 0 | 24.91 | 24.91 | 0 | 0 | -0.00743 | -0.0064 | -0.0064 | -0.00665 | -0.00716 | -0.0133 |  | 0 | 0 | 0 | 0 | 0 | 0
109248 | EAST BARNET | 4 | 101 | 704 | 0 | 0 | 0 | 0 | 0 | 0 | 0.00738 | 0.00768 | 0.00768 | 0.00755 | 0.00749 | -0.01318 |  | 0 | 0 | 0 | 0 | 0 | 0
109252 | PASSUMPSIC | 2.4 | 101 | 704 | 0 | 0 | 0 | 0 | 0 | 0 | 0.00738 | 0.00768 | 0.00768 | 0.00755 | 0.00749 | -0.01318 |  | 0 | 0 | 0 | 0 | 0 | 0
109253 | ARNOLD FALLS | 2.3 | 101 | 704 | 0 | 0 | 0 | 0 | 0 | 0 | 0.00738 | 0.00768 | 0.00768 | 0.00755 | 0.00749 | -0.01318 |  | 0 | 0 | 0 | 0 | 0 | 0
109254 | PIERCE MILLS | 2.3 | 101 | 704 | 0 | 0 | 0 | 0 | 0 | 0 | 0.00738 | 0.00768 | 0.00768 | 0.00755 | 0.00749 | -0.01318 |  | 0 | 0 | 0 | 0 | 0 | 0
994264 | SUN_LITTLE~1 | 115 | 101 | 560 | 27 | 0 | 27 | 27 | 0 | 0 | 0.00707 | 0.00734 | 0.00734 | 0.00719 | 0.00692 | -0.01289 |  | 0 | 0 | 0 | 0 | 0 | 0
105110 | GRANITE DVAR | 0.48 | 101 | 524 | 0 | 0 | 0 | 0 | 0 | 0 | 0.00705 | 0.00733 | 0.00733 | 0.00718 | 0.0069 | -0.01287 |  | 0 | 0 | 0 | 0 | 0 | 0
105113 | GRANITE_DIX | 1 | 101 | 524 | 6.34 | 0 | 6.34 | 6.34 | 0 | 0 | 0.00705 | 0.00733 | 0.00733 | 0.00718 | 0.0069 | -0.01287 |  | 0 | 0 | 0 | 0 | 0 | 0
105117 | GW_FSH_AG 9A | 1 | 101 | 524 | 8.15 | 0 | 8.15 | 8.15 | 0 | 0 | 0.00705 | 0.00733 | 0.00733 | 0.00718 | 0.0069 | -0.01287 |  | 0 | 0 | 0 | 0 | 0 | 0
105120 | GW_FSH_T33L | 1 | 101 | 524 | 0.91 | 0 | 0.91 | 0.91 | 0 | 0 | 0.00705 | 0.00733 | 0.00733 | 0.00718 | 0.0069 | -0.01287 |  | 0 | 0 | 0 | 0 | 0 | 0
105123 | GW_FSH_T31L | 1 | 101 | 524 | 0.91 | 0 | 0.91 | 0.91 | 0 | 0 | 0.00705 | 0.00733 | 0.00733 | 0.00718 | 0.0069 | -0.01287 |  | 0 | 0 | 0 | 0 | 0 | 0
105125 | GW_FSH_T32L | 1 | 101 | 524 | 0.91 | 0 | 0.91 | 0.91 | 0 | 0 | 0.00705 | 0.00733 | 0.00733 | 0.00718 | 0.0069 | -0.01287 |  | 0 | 0 | 0 | 0 | 0 | 0
105128 | GRAN OWLAG | 1 | 101 | 524 | 4.53 | 0 | 4.53 | 4.53 | 0 | 0 | 0.00705 | 0.00733 | 0.00733 | 0.00718 | 0.0069 | -0.01287 |  | 0 | 0 | 0 | 0 | 0 | 0
105132 | GW_OWL_T16L | 1 | 101 | 524 | 0.91 | 0 | 0.91 | 0.91 | 0 | 0 | 0.00705 | 0.00733 | 0.00733 | 0.00718 | 0.0069 | -0.01287 |  | 0 | 0 | 0 | 0 | 0 | 0
105135 | GW_OWL_T15L | 1 | 101 | 524 | 0.91 | 0 | 0.91 | 0.91 | 0 | 0 | 0.00705 | 0.00733 | 0.00733 | 0.00718 | 0.0069 | -0.01287 |  | 0 | 0 | 0 | 0 | 0 | 0
105138 | GW_OWL_T14L | 1 | 101 | 524 | 0.91 | 0 | 0.91 | 0.91 | 0 | 0 | 0.00705 | 0.00733 | 0.00733 | 0.00718 | 0.0069 | -0.01287 |  | 0 | 0 | 0 | 0 | 0 | 0
105140 | GW_OWL_T13L | 1 | 101 | 524 | 0.91 | 0 | 0.91 | 0.91 | 0 | 0 | 0.00705 | 0.00733 | 0.00733 | 0.00718 | 0.0069 | -0.01287 |  | 0 | 0 | 0 | 0 | 0 | 0
105143 | GW_OWL_T12L | 1 | 101 | 524 | 0.91 | 0 | 0.91 | 0.91 | 0 | 0 | 0.00705 | 0.00733 | 0.00733 | 0.00718 | 0.0069 | -0.01287 |  | 0 | 0 | 0 | 0 | 0 | 0
105145 | GW_OWL_T11L | 1 | 101 | 524 | 0.91 | 0 | 0.91 | 0.91 | 0 | 0 | 0.00705 | 0.00733 | 0.00733 | 0.00718 | 0.0069 | -0.01287 |  | 0 | 0 | 0 | 0 | 0 | 0
105147 | GW_OWL_T10L | 1 | 101 | 524 | 0.91 | 0 | 0.91 | 0.91 | 0 | 0 | 0.00705 | 0.00733 | 0.00733 | 0.00718 | 0.0069 | -0.01287 |  | 0 | 0 | 0 | 0 | 0 | 0
105149 | GW_OWL_T09L | 1 | 101 | 524 | 0.91 | 0 | 0.91 | 0.91 | 0 | 0 | 0.00705 | 0.00733 | 0.00733 | 0.00718 | 0.0069 | -0.01287 |  | 0 | 0 | 0 | 0 | 0 | 0
105151 | GW_OWL_T08L | 1 | 101 | 524 | 0.91 | 0 | 0.91 | 0.91 | 0 | 0 | 0.00705 | 0.00733 | 0.00733 | 0.00718 | 0.0069 | -0.01287 |  | 0 | 0 | 0 | 0 | 0 | 0
105152 | SMITH HYDRO | 6.6 | 101 | 523 | 17.6 | 0 | 17.6 | 17.6 | 0 | 0 | 0.00705 | 0.00733 | 0.00733 | 0.00718 | 0.0069 | -0.01287 |  | 0 | 0 | 0 | 0 | 0 | 0
105180 | PONTOOK HYD | 4.16 | 101 | 524 | 9.6 | 0 | 9.6 | 9.6 | 0 | 0 | 0.00705 | 0.00733 | 0.00733 | 0.00718 | 0.0069 | -0.01287 |  | 0 | 0 | 0 | 0 | 0 | 0
105188 | BURGESS GEN | 13.8 | 101 | 523 | 65.38 | 0 | 65.38 | 65.38 | 0 | 0 | 0.00705 | 0.00733 | 0.00733 | 0.00718 | 0.0069 | -0.01287 |  | 0 | 0 | 0 | 0 | 0 | 0
105193 | GLAKES BERLN | 23 | 101 | 524 | 25 | 0 | 25 | 25 | 0 | 0 | 0.00705 | 0.00733 | 0.00733 | 0.00718 | 0.0069 | -0.01287 |  | 0 | 0 | 0 | 0 | 0 | 0
105194 | GORHAM HYDRO | 2.3 | 101 | 524 | 2.05 | 0 | 2.05 | 2.05 | 0 | 0 | 0.00705 | 0.00733 | 0.00733 | 0.00718 | 0.0069 | -0.01287 |  | 0 | 0 | 0 | 0 | 0 | 0
105197 | JERICHO | 0.69 | 101 | 523 | 2.5 | 0 | 2.5 | 2.5 | 0 | 0 | 0.00705 | 0.00733 | 0.00733 | 0.00718 | 0.0069 | -0.01287 |  | 0 | 0 | 0 | 0 | 0 | 0
105206 | LOST NATION | 13.2 | 101 | 524 | 14.1 | 0 | 14.1 | 14.1 | 0 | 0 | 0.00705 | 0.00733 | 0.00733 | 0.00718 | 0.0069 | -0.01287 |  | 0 | 0 | 0 | 0 | 0 | 0
105219 | BETHLEHEM | 13.8 | 101 | 524 | 15.75 | 0 | 15.75 | 15.75 | 0 | 0 | 0.00705 | 0.00733 | 0.00733 | 0.00718 | 0.0069 | -0.01287 |  | 0 | 0 | 0 | 0 | 0 | 0
105221 | WHITEFLD P&L | 13.8 | 101 | 524 | 18 | 0 | 18 | 18 | 0 | 0 | 0.00705 | 0.00733 | 0.00733 | 0.00718 | 0.0069 | -0.01287 |  | 0 | 0 | 0 | 0 | 0 | 0
994210 | SUN_PARIS | 115 | 101 | 520 | 45 | 0 | 45 | 45 | 0 | 0 | 0.00705 | 0.00733 | 0.00733 | 0.00718 | 0.0069 | -0.01287 |  | 0 | 0 | 0 | 0 | 0 | 0
994220 | WAT BAT_BE~1 | 115 | 101 | 520 | 15 | 0 | 15 | 15 | 0 | 0 | 0.00705 | 0.00733 | 0.00733 | 0.00718 | 0.0069 | -0.01287 |  | 0 | 0 | 0 | 0 | 0 | 0
994231 | SUNBAT_Ber~1 | 115 | 101 | 520 | 113.01 | 0 | 113.01 | 113.01 | 0 | 0 | 0.00705 | 0.00733 | 0.00733 | 0.00718 | 0.0069 | -0.01287 |  | 0 | 0 | 0 | 0 | 0 | 0
106044 | MOORE G1 | 13.8 | 101 | 400 | 51.82 | 0 | 51.82 | 51.82 | 0 | 0 | 0.00704 | 0.00731 | 0.00731 | 0.00716 | 0.00686 | -0.01286 |  | 0 | 0 | 0 | 0 | 0 | 0
106046 | MOORE G3 | 13.8 | 101 | 400 | 47.27 | 0 | 47.27 | 47.27 | 0 | 0 | 0.00701 | 0.00728 | 0.00728 | 0.00712 | 0.00681 | -0.01283 |  | 0 | 0 | 0 | 0 | 0 | 0
106045 | MOORE G2 | 13.8 | 101 | 400 | 47.27 | 0 | 47.27 | 47.27 | 0 | 0 | 0.00695 | 0.00722 | 0.00722 | 0.00706 | 0.00671 | -0.01278 |  | 0 | 0 | 0 | 0 | 0 | 0
106047 | MOORE G4 | 13.8 | 101 | 400 | 47.27 | 0 | 47.27 | 47.27 | 0 | 0 | 0.00695 | 0.00722 | 0.00722 | 0.00706 | 0.00671 | -0.01278 |  | 0 | 0 | 0 | 0 | 0 | 0
996009 | WAT_MOORE ~1 | 230 | 101 | 400 | 4.6 | 0 | 4.6 | 4.6 | 0 | 0 | 0.00695 | 0.00722 | 0.00722 | 0.00706 | 0.00671 | -0.01278 |  | 0 | 0 | 0 | 0 | 0 | 0
105271 | WHITELAKE_JT | 13.8 | 101 | 564 | 18.1 | 0 | 18.1 | 18.1 | 0 | 0 | 0.00694 | 0.00721 | 0.00721 | 0.00705 | 0.0067 | -0.01276 |  | 0 | 0 | 0 | 0 | 0 | 0
105276 | TAMWORTH GEN | 13.8 | 101 | 564 | 21.15 | 0 | 21.15 | 21.15 | 0 | 0 | 0.00694 | 0.00721 | 0.00721 | 0.00705 | 0.0067 | -0.01276 |  | 0 | 0 | 0 | 0 | 0 | 0
105288 | GROTON G1 | 0.69 | 101 | 564 | 4.88 | 0 | 4.88 | 4.88 | 0 | 0 | 0.00693 | 0.0072 | 0.0072 | 0.00704 | 0.00668 | -0.01275 |  | 0 | 0 | 0 | 0 | 0 | 0
105290 | GROTON G2 | 0.69 | 101 | 564 | 4.88 | 0 | 4.88 | 4.88 | 0 | 0 | 0.00693 | 0.0072 | 0.0072 | 0.00704 | 0.00668 | -0.01275 |  | 0 | 0 | 0 | 0 | 0 | 0
105291 | GROTON DVAR | 0.48 | 101 | 564 | 0 | 0 | 0 | 0 | 0 | 0 | 0.00693 | 0.0072 | 0.0072 | 0.00704 | 0.00668 | -0.01275 |  | 0 | 0 | 0 | 0 | 0 | 0
106040 | COMERFORD G1 | 13.8 | 101 | 400 | 32.24 | 0 | 32.24 | 32.24 | 0 | 0 | 0.00692 | 0.00719 | 0.00719 | 0.00703 | 0.00667 | -0.01275 |  | 0 | 0 | 0 | 0 | 0 | 0
106041 | COMERFORD G2 | 13.8 | 101 | 400 | 44.63 | 0 | 44.63 | 44.63 | 0 | 0 | 0.00692 | 0.00719 | 0.00719 | 0.00703 | 0.00667 | -0.01275 |  | 0 | 0 | 0 | 0 | 0 | 0
106042 | COMERFORD G3 | 13.8 | 101 | 400 | 44.63 | 0 | 44.63 | 44.63 | 0 | 0 | 0.00692 | 0.00719 | 0.00719 | 0.00703 | 0.00667 | -0.01275 |  | 0 | 0 | 0 | 0 | 0 | 0
106043 | COMERFORD G4 | 13.8 | 101 | 400 | 44.63 | 0 | 44.63 | 44.63 | 0 | 0 | 0.00692 | 0.00719 | 0.00719 | 0.00703 | 0.00667 | -0.01275 |  | 0 | 0 | 0 | 0 | 0 | 0
996003 | SUN_COMERF~1 | 230 | 101 | 400 | 76.25 | 0 | 76.25 | 76.25 | 0 | 0 | 0.00692 | 0.00719 | 0.00719 | 0.00703 | 0.00667 | -0.01275 |  | 0 | 0 | 0 | 0 | 0 | 0
105297 | BRIDGEWATER | 13.8 | 101 | 564 | 15.75 | 0 | 15.75 | 15.75 | 0 | 0 | 0.00691 | 0.00718 | 0.00718 | 0.00702 | 0.00664 | -0.01273 |  | 0 | 0 | 0 | 0 | 0 | 0
105310 | ALEXANDRIA_G | 13.8 | 101 | 564 | 16.5 | 0 | 16.5 | 16.5 | 0 | 0 | 0.00688 | 0.00715 | 0.00715 | 0.00699 | 0.0066 | -0.01271 |  | 0 | 0 | 0 | 0 | 0 | 0
105317 | AYERS ISLAND | 2.3 | 101 | 564 | 9.08 | 0 | 9.08 | 9.08 | 0 | 0 | 0.00688 | 0.00715 | 0.00715 | 0.00699 | 0.0066 | -0.01271 |  | 0 | 0 | 0 | 0 | 0 | 0
105324 | EASTMAN FALS | 2.4 | 101 | 564 | 6.47 | 0 | 6.47 | 6.47 | 0 | 0 | 0.00685 | 0.00712 | 0.00712 | 0.00695 | 0.00654 | -0.01268 |  | 0 | 0 | 0 | 0 | 0 | 0
105334 | LACONIA | 34.5 | 101 | 562 | 0.89 | 0 | 0.89 | 0.89 | 0 | 0 | 0.00685 | 0.00712 | 0.00712 | 0.00695 | 0.00654 | -0.01268 |  | 0 | 0 | 0 | 0 | 0 | 0
994418 | SUN_WEBSTER | 115 | 101 | 560 | 19.9 | 0 | 19.9 | 19.9 | 0 | 0 | 0.00685 | 0.00712 | 0.00712 | 0.00695 | 0.00654 | -0.01268 |  | 0 | 0 | 0 | 0 | 0 | 0
113926 | CHERRYST DSL | 4.16 | 101 | 1220 | 16.8 | 0 | 16.8 | 16.8 | 0 | 0 | -0.00592 | -0.00576 | -0.00576 | -0.00621 | -0.00857 | -0.01251 |  | 0 | 0 | 0 | 0 | 0 | 0
113429 | FRENCH_B1 | 0.48 | 101 | 1110 | 0 | 0 | 0 | 0 | 0 | 0 | -0.00687 | -0.00624 | -0.00624 | -0.00647 | -0.00669 | -0.0122 |  | 0 | 0 | 0 | 0 | 0 | 0
113431 | FRENCH_A1 | 0.48 | 101 | 1110 | 0 | 0 | 0 | 0 | 0 | 0 | -0.00687 | -0.00624 | -0.00624 | -0.00647 | -0.00669 | -0.0122 |  | 0 | 0 | 0 | 0 | 0 | 0
113432 | FRENCH_A2 | 0.48 | 101 | 1110 | 0 | 0 | 0 | 0 | 0 | 0 | -0.00687 | -0.00624 | -0.00624 | -0.00647 | -0.00669 | -0.0122 |  | 0 | 0 | 0 | 0 | 0 | 0
993287 | SUN_NORTH ~1 | 115 | 101 | 1110 | 0 | 0 | 0 | 0 | 0 | 0 | -0.00687 | -0.00624 | -0.00624 | -0.00647 | -0.00669 | -0.0122 |  | 0 | 0 | 0 | 0 | 0 | 0
105357 | FARMWOOD_SC1 | 12.5 | 101 | 563 | 0 | 0 | 0 | 0 | 0 | 0 | 0.00622 | 0.00646 | 0.00646 | 0.00627 | 0.00557 | -0.01205 |  | 0 | 0 | 0 | 0 | 0 | 0
105358 | FARMWOOD_SC2 | 12.5 | 101 | 563 | 0 | 0 | 0 | 0 | 0 | 0 | 0.00622 | 0.00646 | 0.00646 | 0.00627 | 0.00557 | -0.01205 |  | 0 | 0 | 0 | 0 | 0 | 0
105362 | WES CONCORD | 4.16 | 101 | 644 | 13 | 0 | 13 | 13 | 0 | 0 | 0.00622 | 0.00646 | 0.00646 | 0.00627 | 0.00557 | -0.01205 |  | 0 | 0 | 0 | 0 | 0 | 0
105374 | GARVINS HYD | 11 | 101 | 644 | 7.66 | 0 | 7.66 | 7.66 | 0 | 0 | 0.00576 | 0.00597 | 0.00597 | 0.00577 | 0.00486 | -0.01158 |  | 0 | 0 | 0 | 0 | 0 | 0
105375 | HOOKSET HYD | 11 | 101 | 644 | 7.15 | 0 | 7.15 | 7.15 | 0 | 0 | 0.00576 | 0.00597 | 0.00597 | 0.00577 | 0.00486 | -0.01158 |  | 0 | 0 | 0 | 0 | 0 | 0
994484 | SUN_GARVINS | 115 | 101 | 640 | 17.5 | 0 | 17.5 | 17.5 | 0 | 0 | 0.00576 | 0.00597 | 0.00597 | 0.00577 | 0.00486 | -0.01158 |  | 0 | 0 | 0 | 0 | 0 | 0
105385 | MERRIMACK_G1 | 14.4 | 101 | 643 | 112.5 | 0 | 112.5 | 112.5 | 0 | 0 | 0.00574 | 0.00595 | 0.00595 | 0.00575 | 0.00482 | -0.01157 |  | 0 | 0 | 0 | 0 | 0 | 0
105386 | MERRIMACK_G2 | 24 | 101 | 643 | 335.49 | 0 | 335.49 | 335.49 | 0 | 0 | 0.00574 | 0.00595 | 0.00595 | 0.00575 | 0.00482 | -0.01157 |  | 0 | 0 | 0 | 0 | 0 | 0
105387 | MERRIMACK_CT | 13.8 | 101 | 643 | 35.4 | 0 | 35.4 | 35.4 | 0 | 0 | 0.00574 | 0.00595 | 0.00595 | 0.00575 | 0.00482 | -0.01157 |  | 0 | 0 | 0 | 0 | 0 | 0
105700 | AMOSKEAG N. | 2.3 | 101 | 644 | 8.75 | 0 | 8.75 | 8.75 | 0 | 0 | 0.00575 | 0.00597 | 0.00597 | 0.00577 | 0.00488 | -0.01157 |  | 0 | 0 | 0 | 0 | 0 | 0
105701 | AMOSKEAG S. | 2.3 | 101 | 644 | 8.75 | 0 | 8.75 | 8.75 | 0 | 0 | 0.00575 | 0.00597 | 0.00597 | 0.00577 | 0.00488 | -0.01157 |  | 0 | 0 | 0 | 0 | 0 | 0
995034 | SUN_S-MILF~1 | 115 | 101 | 640 | 16 | 0 | 16 | 16 | 0 | 0 | 0.00565 | 0.00589 | 0.00589 | 0.0057 | 0.00485 | -0.01142 |  | 0 | 0 | 0 | 0 | 0 | 0
994502 | WND_PINE H~1 | 115 | 101 | 640 | 4.98 | 0 | 4.98 | 4.98 | 0 | 0 | 0.00552 | 0.00573 | 0.00573 | 0.00553 | 0.00457 | -0.01132 |  | 0 | 0 | 0 | 0 | 0 | 0
113341 | OAKDALE_A53 | 69 | 101 | 1110 | 0 | 0 | 0 | 0 | 0 | 0 | 0.00062 | 0.00015 | 0.00015 | -0.00055 | -0.00668 | -0.01122 |  | 0 | 0 | 0 | 0 | 0 | 0
105633 | GRANITE R ST | 16 | 101 | 643 | 231.83 | 0 | 231.83 | 231.83 | 0 | 0 | 0.00514 | 0.00534 | 0.00534 | 0.00513 | 0.00402 | -0.01092 |  | 0 | 0 | 0 | 0 | 0 | 0
105882 | MINES FALLS | 34.5 | 101 | 644 | 0.83 | 0 | 0.83 | 0.83 | 0 | 0 | 0.00509 | 0.00529 | 0.00529 | 0.00507 | 0.00391 | -0.01088 |  | 0 | 0 | 0 | 0 | 0 | 0
105415 | ROCH LANDFIL | 4.16 | 101 | 604 | 4.98 | 0 | 4.98 | 4.98 | 0 | 0 | 0.00497 | 0.00515 | 0.00515 | 0.00494 | 0.00376 | -0.01075 |  | 0 | 0 | 0 | 0 | 0 | 0
994517 | SUN_EASTPORT | 115 | 101 | 600 | 38 | 0 | 38 | 38 | 0 | 0 | 0.00497 | 0.00515 | 0.00515 | 0.00494 | 0.00376 | -0.01075 |  | 0 | 0 | 0 | 0 | 0 | 0
106056 | GRANITE RDG1 | 16 | 101 | 400 | 223.08 | 0 | 223.08 | 223.08 | 0 | 0 | 0.00483 | 0.00494 | 0.00494 | 0.00468 | 0.00307 | -0.01074 |  | 0 | 0 | 0 | 0 | 0 | 0
994704 | SUN_BRENTW~1 | 115 | 101 | 600 | 10 | 0 | 10 | 10 | 0 | 0 | 0.00496 | 0.00515 | 0.00515 | 0.00493 | 0.00375 | -0.01073 |  | 0 | 0 | 0 | 0 | 0 | 0
105450 | SCHILLER_G4 | 13.8 | 101 | 603 | 47.5 | 0 | 47.5 | 47.5 | 0 | 0 | 0.00492 | 0.0051 | 0.0051 | 0.00489 | 0.00369 | -0.0107 |  | 0 | 0 | 0 | 0 | 0 | 0
105451 | SCHILLER_G5 | 13.8 | 101 | 603 | 49.6 | 0 | 49.6 | 49.6 | 0 | 0 | 0.00492 | 0.0051 | 0.0051 | 0.00489 | 0.00369 | -0.0107 |  | 0 | 0 | 0 | 0 | 0 | 0
105452 | SCHILLER_G6 | 13.8 | 101 | 603 | 48 | 0 | 48 | 48 | 0 | 0 | 0.00492 | 0.0051 | 0.0051 | 0.00489 | 0.00369 | -0.0107 |  | 0 | 0 | 0 | 0 | 0 | 0
105454 | SCHILLER JET | 13.8 | 101 | 604 | 17.62 | 0 | 17.62 | 17.62 | 0 | 0 | 0.00492 | 0.0051 | 0.0051 | 0.00489 | 0.00369 | -0.0107 |  | 0 | 0 | 0 | 0 | 0 | 0
100484 | SANFORD | 34.5 | 101 | 112 | 0 | 0 | 0 | 0 | 0 | 0 | 0.0048 | 0.00498 | 0.00498 | 0.00475 | 0.00351 | -0.01057 |  | 0 | 0 | 0 | 0 | 0 | 0
100351 | KIBBY STRNG1 | 1 | 101 | 144 | 6.03 | 0 | 6.03 | 6.03 | 0 | 0 | 0.00479 | 0.00497 | 0.00497 | 0.00474 | 0.0035 | -0.01056 |  | 0 | 0 | 0 | 0 | 0 | 0
100352 | KIBBY STRNG2 | 1 | 101 | 144 | 0 | 0 | 0 | 0 | 0 | 0 | 0.00479 | 0.00497 | 0.00497 | 0.00474 | 0.0035 | -0.01056 |  | 0 | 0 | 0 | 0 | 0 | 0
100353 | KIBBY STRNG3 | 1 | 101 | 144 | 6.03 | 0 | 6.03 | 6.03 | 0 | 0 | 0.00479 | 0.00497 | 0.00497 | 0.00474 | 0.0035 | -0.01056 |  | 0 | 0 | 0 | 0 | 0 | 0
100354 | KIBBY STRNG4 | 1 | 101 | 144 | 4.17 | 0 | 4.17 | 4.17 | 0 | 0 | 0.00479 | 0.00497 | 0.00497 | 0.00474 | 0.0035 | -0.01056 |  | 0 | 0 | 0 | 0 | 0 | 0
100355 | KIBBY W DVAR | 34.5 | 101 | 144 | 0 | 0 | 0 | 0 | 0 | 0 | 0.00479 | 0.00497 | 0.00497 | 0.00474 | 0.0035 | -0.01056 |  | 0 | 0 | 0 | 0 | 0 | 0
100356 | HARRIS HY T1 | 13.8 | 101 | 113 | 17 | 0 | 17 | 17 | 0 | 0 | 0.00479 | 0.00497 | 0.00497 | 0.00474 | 0.0035 | -0.01056 |  | 0 | 0 | 0 | 0 | 0 | 0
100357 | HARRIS HY T2 | 13.8 | 101 | 113 | 0 | 0 | 0 | 0 | 0 | 0 | 0.00479 | 0.00497 | 0.00497 | 0.00474 | 0.0035 | -0.01056 |  | 0 | 0 | 0 | 0 | 0 | 0
100358 | HARRIS HY T3 | 13.8 | 101 | 113 | 0 | 0 | 0 | 0 | 0 | 0 | 0.00479 | 0.00497 | 0.00497 | 0.00474 | 0.0035 | -0.01056 |  | 0 | 0 | 0 | 0 | 0 | 0
100359 | VERJAY RILEY | 2.4 | 101 | 114 | 6.6 | 0 | 6.6 | 6.6 | 0 | 0 | 0.00479 | 0.00496 | 0.00496 | 0.00474 | 0.0035 | -0.01056 |  | 0 | 0 | 0 | 0 | 0 | 0
100360 | WYMAN HYD#1 | 13.8 | 101 | 113 | 29.01 | 0 | 29.01 | 29.01 | 0 | 0 | 0.00479 | 0.00497 | 0.00497 | 0.00474 | 0.0035 | -0.01056 |  | 0 | 0 | 0 | 0 | 0 | 0
100361 | WYMAN HYD#2 | 13.8 | 101 | 113 | 29.9 | 0 | 29.9 | 29.9 | 0 | 0 | 0.00479 | 0.00497 | 0.00497 | 0.00474 | 0.0035 | -0.01056 |  | 0 | 0 | 0 | 0 | 0 | 0
100362 | WYMAN HYD#3 | 13.8 | 101 | 113 | 0 | 0 | 0 | 0 | 0 | 0 | 0.00479 | 0.00497 | 0.00497 | 0.00474 | 0.0035 | -0.01056 |  | 0 | 0 | 0 | 0 | 0 | 0
100363 | WILLIAMS #1 | 6.9 | 101 | 113 | 8.22 | 0 | 8.22 | 8.22 | 0 | 0 | 0.00479 | 0.00497 | 0.00497 | 0.00474 | 0.0035 | -0.01056 |  | 0 | 0 | 0 | 0 | 0 | 0
100364 | WILLIAMS #2 | 6.9 | 101 | 113 | 0 | 0 | 0 | 0 | 0 | 0 | 0.00479 | 0.00497 | 0.00497 | 0.00474 | 0.0035 | -0.01056 |  | 0 | 0 | 0 | 0 | 0 | 0
100368 | YARMOUTH #4 | 22 | 101 | 113 | 0 | 0 | 0 | 0 | 0 | 0 | 0.00478 | 0.00496 | 0.00496 | 0.00474 | 0.00349 | -0.01056 |  | 0 | 0 | 0 | 0 | 0 | 0
100370 | AEI LIVERMRE | 13.8 | 101 | 113 | 35.3 | 0 | 35.3 | 35.3 | 0 | 0 | 0.00479 | 0.00496 | 0.00496 | 0.00474 | 0.0035 | -0.01056 |  | 0 | 0 | 0 | 0 | 0 | 0
100372 | SEA STRATTON | 13.8 | 101 | 113 | 0 | 0 | 0 | 0 | 0 | 0 | 0.00479 | 0.00497 | 0.00497 | 0.00474 | 0.0035 | -0.01056 |  | 0 | 0 | 0 | 0 | 0 | 0
100377 | VERSOCOGEN#1 | 13.8 | 101 | 113 | 0 | 0 | 0 | 0 | 0 | 0 | 0.00479 | 0.00496 | 0.00496 | 0.00474 | 0.0035 | -0.01056 |  | 0 | 0 | 0 | 0 | 0 | 0
100378 | VERSOCOGEN#2 | 13.8 | 101 | 113 | 44.64 | 0 | 45.17 | 44.64 | 0 | 0.53 | 0.00479 | 0.00496 | 0.00496 | 0.00474 | 0.0035 | -0.01056 |  | 0 | 0 | 0 | 0 | 0 | 0
100379 | VERSOCOGEN#3 | 13.8 | 101 | 113 | 44.1 | 0 | 44.1 | 44.1 | 0 | 0 | 0.00479 | 0.00496 | 0.00496 | 0.00474 | 0.0035 | -0.01056 |  | 0 | 0 | 0 | 0 | 0 | 0
100381 | RUMFORD PA C | 18 | 101 | 113 | 160.06 | 0 | 160.06 | 160.06 | 0 | 0 | 0.00479 | 0.00496 | 0.00496 | 0.00474 | 0.0035 | -0.01056 |  | 0 | 0 | 0 | 0 | 0 | 0
100382 | RUMFORD PA S | 13.8 | 101 | 113 | 84.88 | 0 | 84.88 | 84.88 | 0 | 0 | 0.00479 | 0.00496 | 0.00496 | 0.00474 | 0.0035 | -0.01056 |  | 0 | 0 | 0 | 0 | 0 | 0
100389 | BUCKSPORT G4 | 18 | 101 | 113 | 160.3 | 0 | 160.3 | 160.3 | 0 | 0 | 0.00479 | 0.00497 | 0.00497 | 0.00474 | 0.0035 | -0.01056 |  | 0 | 0 | 0 | 0 | 0 | 0
100398 | RUMF FLS LH1 | 11.5 | 101 | 114 | 6.77 | 0 | 6.77 | 6.77 | 0 | 0 | 0.00479 | 0.00496 | 0.00496 | 0.00474 | 0.0035 | -0.01056 |  | 0 | 0 | 0 | 0 | 0 | 0
100399 | RUMF FLS LH2 | 11.5 | 101 | 114 | 6.77 | 0 | 6.77 | 6.77 | 0 | 0 | 0.00479 | 0.00496 | 0.00496 | 0.00474 | 0.0035 | -0.01056 |  | 0 | 0 | 0 | 0 | 0 | 0
100410 | HYD KENNEBEC | 4.16 | 101 | 113 | 7.83 | 0 | 7.83 | 7.83 | 0 | 0 | 0.00479 | 0.00497 | 0.00497 | 0.00474 | 0.0035 | -0.01056 |  | 0 | 0 | 0 | 0 | 0 | 0
100411 | RUMF FLS UH4 | 4.16 | 101 | 114 | 0 | 0 | 0 | 0 | 0 | 0 | 0.00479 | 0.00496 | 0.00496 | 0.00474 | 0.0035 | -0.01056 |  | 0 | 0 | 0 | 0 | 0 | 0
100412 | RUMF FLS UH2 | 11.5 | 101 | 114 | 15.45 | 0 | 15.45 | 15.45 | 0 | 0 | 0.00479 | 0.00496 | 0.00496 | 0.00474 | 0.0035 | -0.01056 |  | 0 | 0 | 0 | 0 | 0 | 0
100413 | RUMF FLS UH1 | 11.5 | 101 | 114 | 7.2 | 0 | 7.2 | 7.2 | 0 | 0 | 0.00479 | 0.00496 | 0.00496 | 0.00474 | 0.0035 | -0.01056 |  | 0 | 0 | 0 | 0 | 0 | 0
100416 | NEWPAGE BUS3 | 13.8 | 101 | 112 | 10 | 0 | 10 | 10 | 0 | 0 | 0.00479 | 0.00496 | 0.00496 | 0.00474 | 0.0035 | -0.01056 |  | 0 | 0 | 0 | 0 | 0 | 0
100420 | VERSO JAY A | 13.8 | 101 | 112 | 34.5 | 0 | 34.5 | 34.5 | 0 | 0 | 0.00479 | 0.00496 | 0.00496 | 0.00474 | 0.0035 | -0.01056 |  | 0 | 0 | 0 | 0 | 0 | 0
100421 | VERSO JAY B | 13.8 | 101 | 112 | 34.5 | 0 | 34.5 | 34.5 | 0 | 0 | 0.00479 | 0.00496 | 0.00496 | 0.00474 | 0.0035 | -0.01056 |  | 0 | 0 | 0 | 0 | 0 | 0
100422 | SAPPI SMSTG1 | 13.8 | 101 | 114 | 0 | 0 | 0 | 0 | 0 | 0 | 0.00479 | 0.00497 | 0.00497 | 0.00474 | 0.0035 | -0.01056 |  | 0 | 0 | 0 | 0 | 0 | 0
100423 | SAPPI SMSTG2 | 13.8 | 101 | 114 | 60 | 0 | 60 | 60 | 0 | 0 | 0.00479 | 0.00497 | 0.00497 | 0.00474 | 0.0035 | -0.01056 |  | 0 | 0 | 0 | 0 | 0 | 0
100425 | NEWPAGE COGN | 13.8 | 101 | 113 | 119 | 1 | 119 | 119 | 0 | 0 | 0.00479 | 0.00496 | 0.00496 | 0.00474 | 0.0035 | -0.01056 |  | 0 | 0 | 0 | 0 | 0 | 0
100427 | VERJAY LVRHY | 2.3 | 101 | 114 | 6 | 0 | 6 | 6 | 0 | 0 | 0.00479 | 0.00496 | 0.00496 | 0.00474 | 0.0035 | -0.01056 |  | 0 | 0 | 0 | 0 | 0 | 0
100428 | VERJAY JAYHY | 4.16 | 101 | 114 | 3 | 0 | 3 | 3 | 0 | 0 | 0.00479 | 0.00496 | 0.00496 | 0.00474 | 0.0035 | -0.01056 |  | 0 | 0 | 0 | 0 | 0 | 0
100431 | VERJAY OTIS | 4.16 | 101 | 114 | 10.4 | 0 | 10.4 | 10.4 | 0 | 0 | 0.00479 | 0.00496 | 0.00496 | 0.00474 | 0.0035 | -0.01056 |  | 0 | 0 | 0 | 0 | 0 | 0
100432 | VERSO JAY C | 13.8 | 101 | 112 | 39.6 | 0 | 39.6 | 39.6 | 0 | 0 | 0.00479 | 0.00496 | 0.00496 | 0.00474 | 0.0035 | -0.01056 |  | 0 | 0 | 0 | 0 | 0 | 0
100448 | BONNY EAGLE | 2.4 | 101 | 114 | 0 | 0 | 0 | 0 | 0 | 0 | 0.00478 | 0.00496 | 0.00496 | 0.00474 | 0.00349 | -0.01056 |  | 0 | 0 | 0 | 0 | 0 | 0
100449 | HIRAM HYDRO | 2.4 | 101 | 114 | 11.6 | 0 | 11.6 | 11.6 | 0 | 0 | 0.00478 | 0.00496 | 0.00496 | 0.00474 | 0.00349 | -0.01056 |  | 0 | 0 | 0 | 0 | 0 | 0
100450 | ATHENS | 13.8 | 101 | 112 | 0 | 0 | 0 | 0 | 0 | 0 | 0.00479 | 0.00497 | 0.00497 | 0.00474 | 0.0035 | -0.01056 |  | 0 | 0 | 0 | 0 | 0 | 0
100460 | MONTY HYDRO | 12 | 101 | 114 | 28 | 0 | 28 | 28 | 0 | 0 | 0.00479 | 0.00496 | 0.00496 | 0.00474 | 0.0035 | -0.01056 |  | 0 | 0 | 0 | 0 | 0 | 0
100461 | HARRIS HYD4 | 2.4 | 101 | 114 | 0 | 0 | 0 | 0 | 0 | 0 | 0.00479 | 0.00497 | 0.00497 | 0.00474 | 0.0035 | -0.01056 |  | 0 | 0 | 0 | 0 | 0 | 0
100462 | DEER RIPS | 13.2 | 101 | 114 | 9.2 | 0 | 9.2 | 9.2 | 0 | 0 | 0.00479 | 0.00496 | 0.00496 | 0.00474 | 0.0035 | -0.01056 |  | 0 | 0 | 0 | 0 | 0 | 0
100463 | SKELTON HYD2 | 6.9 | 101 | 114 | 0 | 0 | 0 | 0 | 0 | 0 | 0.00478 | 0.00496 | 0.00496 | 0.00474 | 0.00349 | -0.01056 |  | 0 | 0 | 0 | 0 | 0 | 0
100468 | WESTON HYDRO | 7.2 | 101 | 114 | 0 | 0 | 0 | 0 | 0 | 0 | 0.00479 | 0.00497 | 0.00497 | 0.00474 | 0.0035 | -0.01056 |  | 0 | 0 | 0 | 0 | 0 | 0
100469 | MILLER HYDRO | 4.16 | 101 | 114 | 19.4 | 0 | 19.4 | 19.4 | 0 | 0 | 0.00479 | 0.00496 | 0.00496 | 0.00474 | 0.0035 | -0.01056 |  | 0 | 0 | 0 | 0 | 0 | 0
100470 | PEJEPSCOT | 4.16 | 101 | 114 | 10.21 | 0 | 10.21 | 10.21 | 0 | 0 | 0.00479 | 0.00496 | 0.00496 | 0.00474 | 0.0035 | -0.01056 |  | 0 | 0 | 0 | 0 | 0 | 0
100471 | BRUNSWICK | 13.2 | 101 | 114 | 20.2 | 0 | 20.2 | 20.2 | 0 | 0 | 0.00479 | 0.00496 | 0.00496 | 0.00474 | 0.0035 | -0.01056 |  | 0 | 0 | 0 | 0 | 0 | 0
100473 | SKELTON HYD1 | 6.9 | 101 | 114 | 0 | 0 | 0 | 0 | 0 | 0 | 0.00478 | 0.00496 | 0.00496 | 0.00474 | 0.00349 | -0.01056 |  | 0 | 0 | 0 | 0 | 0 | 0
100474 | CATRACT EAST | 11.5 | 101 | 114 | 8.9 | 0 | 8.9 | 8.9 | 0 | 0 | 0.00478 | 0.00496 | 0.00496 | 0.00474 | 0.00349 | -0.01056 |  | 0 | 0 | 0 | 0 | 0 | 0
100475 | NORTH GORHAM | 13.2 | 101 | 114 | 0 | 0 | 0 | 0 | 0 | 0 | 0.00478 | 0.00496 | 0.00496 | 0.00474 | 0.00349 | -0.01056 |  | 0 | 0 | 0 | 0 | 0 | 0
100476 | BAR MILLS HY | 2.4 | 101 | 114 | 0 | 0 | 0 | 0 | 0 | 0 | 0.00478 | 0.00496 | 0.00496 | 0.00474 | 0.00349 | -0.01056 |  | 0 | 0 | 0 | 0 | 0 | 0
100477 | SHAWMUT G1-3 | 2.4 | 101 | 114 | 0 | 0 | 0 | 0 | 0 | 0 | 0.00479 | 0.00497 | 0.00497 | 0.00474 | 0.0035 | -0.01056 |  | 0 | 0 | 0 | 0 | 0 | 0
100478 | SHAWMUT G4-6 | 2.4 | 101 | 114 | 0 | 0 | 0 | 0 | 0 | 0 | 0.00479 | 0.00497 | 0.00497 | 0.00474 | 0.0035 | -0.01056 |  | 0 | 0 | 0 | 0 | 0 | 0
100479 | LOCKWOOD HYD | 4 | 101 | 114 | 0 | 0 | 0 | 0 | 0 | 0 | 0.00479 | 0.00497 | 0.00497 | 0.00474 | 0.0035 | -0.01056 |  | 0 | 0 | 0 | 0 | 0 | 0
100480 | SHAWMUT G7-8 | 4 | 101 | 114 | 0 | 0 | 0 | 0 | 0 | 0 | 0.00479 | 0.00497 | 0.00497 | 0.00474 | 0.0035 | -0.01056 |  | 0 | 0 | 0 | 0 | 0 | 0
100481 | W BUXTON HYD | 2.3 | 101 | 114 | 0 | 0 | 0 | 0 | 0 | 0 | 0.00478 | 0.00496 | 0.00496 | 0.00474 | 0.00349 | -0.01056 |  | 0 | 0 | 0 | 0 | 0 | 0
100483 | AZISCOHOS HY | 4.16 | 101 | 114 | 6.8 | 0 | 6.8 | 6.8 | 0 | 0 | 0.00479 | 0.00496 | 0.00496 | 0.00474 | 0.0035 | -0.01056 |  | 0 | 0 | 0 | 0 | 0 | 0
100485 | GULF ISL G1 | 13.2 | 101 | 114 | 6.14 | 0 | 6.14 | 6.14 | 0 | 0 | 0.00479 | 0.00496 | 0.00496 | 0.00474 | 0.0035 | -0.01056 |  | 0 | 0 | 0 | 0 | 0 | 0
100486 | GULF ISL G2 | 13.2 | 101 | 114 | 0 | 0 | 0 | 0 | 0 | 0 | 0.00479 | 0.00496 | 0.00496 | 0.00474 | 0.0035 | -0.01056 |  | 0 | 0 | 0 | 0 | 0 | 0
100487 | GULF ISL G3 | 13.2 | 101 | 114 | 0 | 0 | 0 | 0 | 0 | 0 | 0.00479 | 0.00496 | 0.00496 | 0.00474 | 0.0035 | -0.01056 |  | 0 | 0 | 0 | 0 | 0 | 0
100562 | ROXWIND_WTG | 0.69 | 101 | 114 | 0 | 0 | 0 | 0 | 0 | 0 | 0.00479 | 0.00496 | 0.00496 | 0.00474 | 0.0035 | -0.01056 |  | 0 | 0 | 0 | 0 | 0 | 0
100688 | MADP ANSONHY | 4.16 | 101 | 134 | 7.01 | 0 | 7.01 | 7.01 | 0 | 0 | 0.00479 | 0.00496 | 0.00496 | 0.00474 | 0.0035 | -0.01056 |  | 0 | 0 | 0 | 0 | 0 | 0
100689 | MADP ABNKI 5 | 4.16 | 101 | 134 | 0 | 0 | 0 | 0 | 0 | 0 | 0.00479 | 0.00496 | 0.00496 | 0.00474 | 0.0035 | -0.01056 |  | 0 | 0 | 0 | 0 | 0 | 0
100690 | MADP ABNKI 6 | 4.2 | 101 | 134 | 0 | 0 | 0 | 0 | 0 | 0 | 0.00479 | 0.00496 | 0.00496 | 0.00474 | 0.0035 | -0.01056 |  | 0 | 0 | 0 | 0 | 0 | 0
100707 | RCRDHL STR1 | 0.69 | 101 | 114 | 6.8 | 0 | 6.8 | 6.8 | 0 | 0 | 0.00479 | 0.00496 | 0.00496 | 0.00474 | 0.0035 | -0.01056 |  | 0 | 0 | 0 | 0 | 0 | 0
100708 | RCRDHL STR2 | 0.69 | 101 | 114 | 6.8 | 0 | 6.8 | 6.8 | 0 | 0 | 0.00479 | 0.00496 | 0.00496 | 0.00474 | 0.0035 | -0.01056 |  | 0 | 0 | 0 | 0 | 0 | 0
100716 | CANTON | 6 | 101 | 114 | 0 | 0 | 0 | 0 | 0 | 0 | 0.00479 | 0.00496 | 0.00496 | 0.00474 | 0.0035 | -0.01056 |  | 0 | 0 | 0 | 0 | 0 | 0
100721 | SPRUCEMT WND | 0.69 | 101 | 114 | 0 | 0 | 0 | 0 | 0 | 0 | 0.00479 | 0.00496 | 0.00496 | 0.00474 | 0.0035 | -0.01056 |  | 0 | 0 | 0 | 0 | 0 | 0
100724 | SADLBCK_G | 6 | 101 | 114 | 3.75 | 0 | 3.75 | 3.75 | 0 | 0 | 0.00479 | 0.00496 | 0.00496 | 0.00474 | 0.0035 | -0.01056 |  | 0 | 0 | 0 | 0 | 0 | 0
100735 | BINGHAM G1 | 0.65 | 101 | 113 | 0 | 0 | 0 | 0 | 0 | 0 | 0.00479 | 0.00497 | 0.00497 | 0.00474 | 0.0035 | -0.01056 |  | 0 | 0 | 0 | 0 | 0 | 0
100736 | BINGHAM G2 | 0.65 | 101 | 113 | 4.98 | 0 | 4.98 | 4.98 | 0 | 0 | 0.00479 | 0.00497 | 0.00497 | 0.00474 | 0.0035 | -0.01056 |  | 0 | 0 | 0 | 0 | 0 | 0
100737 | BINGHAM G3 | 0.65 | 101 | 113 | 6.09 | 0 | 6.09 | 6.09 | 0 | 0 | 0.00479 | 0.00497 | 0.00497 | 0.00474 | 0.0035 | -0.01056 |  | 0 | 0 | 0 | 0 | 0 | 0
100738 | BINGHAM G4 | 0.65 | 101 | 113 | 5.53 | 0 | 5.53 | 5.53 | 0 | 0 | 0.00479 | 0.00497 | 0.00497 | 0.00474 | 0.0035 | -0.01056 |  | 0 | 0 | 0 | 0 | 0 | 0
100739 | BINGHAM G5 | 0.65 | 101 | 113 | 8.3 | 0 | 8.3 | 8.3 | 0 | 0 | 0.00479 | 0.00497 | 0.00497 | 0.00474 | 0.0035 | -0.01056 |  | 0 | 0 | 0 | 0 | 0 | 0
100749 | BINGHAM S1 | 12.5 | 101 | 113 | 0 | 0 | 0 | 0 | 0 | 0 | 0.00479 | 0.00497 | 0.00497 | 0.00474 | 0.0035 | -0.01056 |  | 0 | 0 | 0 | 0 | 0 | 0
100758 | SANFORD G1 | 0.6 | 101 | 113 | 0 | 0 | 0 | 0 | 0 | 0 | 0.00479 | 0.00496 | 0.00496 | 0.00474 | 0.00349 | -0.01056 |  | 0 | 0 | 0 | 0 | 0 | 0
100777 | PITTFD_GEN | 0.4 | 101 | 113 | 0 | 0 | 0 | 0 | 0 | 0 | 0.00479 | 0.00497 | 0.00497 | 0.00474 | 0.0035 | -0.01056 |  | 0 | 0 | 0 | 0 | 0 | 0
100851 | ANDOVER | 12 | 101 | 112 | 0 | 0 | 0 | 0 | 0 | 0 | 0.00479 | 0.00496 | 0.00496 | 0.00474 | 0.0035 | -0.01056 |  | 0 | 0 | 0 | 0 | 0 | 0
100870 | FRMSLR_AGG | 0.6 | 101 | 113 | 0 | 0 | 0 | 0 | 0 | 0 | 0.00479 | 0.00496 | 0.00496 | 0.00474 | 0.0035 | -0.01056 |  | 0 | 0 | 0 | 0 | 0 | 0
101062 | RICE RIPS | 34.5 | 101 | 112 | 0 | 0 | 0 | 0 | 0 | 0 | 0.00479 | 0.00497 | 0.00497 | 0.00474 | 0.0035 | -0.01056 |  | 0 | 0 | 0 | 0 | 0 | 0
102101 | PITTSFIELD_H | 4 | 101 | 112 | 0 | 0 | 0 | 0 | 0 | 0 | 0.00479 | 0.00497 | 0.00497 | 0.00474 | 0.0035 | -0.01056 |  | 0 | 0 | 0 | 0 | 0 | 0
102195 | MECH FLS HYD | 34.5 | 101 | 112 | 0 | 0 | 0 | 0 | 0 | 0 | 0.00479 | 0.00496 | 0.00496 | 0.00474 | 0.0035 | -0.01056 |  | 0 | 0 | 0 | 0 | 0 | 0
103050 | STSN_CL1 AGG | 0.57 | 101 | 363 | 0 | 0 | 0 | 0 | 0 | 0 | 0.00479 | 0.00497 | 0.00497 | 0.00475 | 0.0035 | -0.01056 |  | 0 | 0 | 0 | 0 | 0 | 0
103051 | STSN_CL2 AGG | 0.57 | 101 | 363 | 0 | 0 | 0 | 0 | 0 | 0 | 0.00479 | 0.00497 | 0.00497 | 0.00475 | 0.0035 | -0.01056 |  | 0 | 0 | 0 | 0 | 0 | 0
103052 | STSN_CL3 AGG | 0.57 | 101 | 363 | 0 | 0 | 0 | 0 | 0 | 0 | 0.00479 | 0.00497 | 0.00497 | 0.00475 | 0.0035 | -0.01056 |  | 0 | 0 | 0 | 0 | 0 | 0
103060 | MIS G1 | 18 | 101 | 353 | 0 | 0 | 0 | 0 | 0 | 0 | 0.00479 | 0.00497 | 0.00497 | 0.00474 | 0.0035 | -0.01056 |  | 0 | 0 | 0 | 0 | 0 | 0
103061 | MIS G2 | 18 | 101 | 353 | 115.24 | 0 | 157.84 | 115.24 | 0 | 42.6 | 0.00479 | 0.00497 | 0.00497 | 0.00474 | 0.0035 | -0.01056 |  | 0 | 0 | 0 | 0 | 0 | 0
103062 | MIS ST | 18 | 101 | 353 | 176.98 | 0 | 176.98 | 176.98 | 0 | 0 | 0.00479 | 0.00497 | 0.00497 | 0.00474 | 0.0035 | -0.01056 |  | 0 | 0 | 0 | 0 | 0 | 0
103066 | PERC | 13.8 | 101 | 353 | 21.76 | 0 | 21.76 | 21.76 | 0 | 0 | 0.00479 | 0.00497 | 0.00497 | 0.00474 | 0.0035 | -0.01056 |  | 0 | 0 | 0 | 0 | 0 | 0
103067 | INDECK 5GT | 12.5 | 101 | 353 | 0 | 0 | 0 | 0 | 0 | 0 | 0.00479 | 0.00497 | 0.00497 | 0.00475 | 0.0035 | -0.01056 |  | 0 | 0 | 0 | 0 | 0 | 0
103069 | WEST ENFIELD | 13.2 | 101 | 364 | 0 | 0 | 0 | 0 | 0 | 0 | 0.00479 | 0.00497 | 0.00497 | 0.00475 | 0.0035 | -0.01056 |  | 0 | 0 | 0 | 0 | 0 | 0
103070 | INDECK 6GT | 12.5 | 101 | 384 | 24.5 | 0 | 24.5 | 24.5 | 0 | 0 | 0.00479 | 0.00497 | 0.00497 | 0.00474 | 0.0035 | -0.01056 |  | 0 | 0 | 0 | 0 | 0 | 0
103076 | PPL MILFORD | 4.16 | 101 | 354 | 0 | 0 | 0 | 0 | 0 | 0 | 0.00479 | 0.00497 | 0.00497 | 0.00474 | 0.0035 | -0.01056 |  | 0 | 0 | 0 | 0 | 0 | 0
103077 | OT MILL_ST | 4.16 | 101 | 352 | 0 | 0 | 0 | 0 | 0 | 0 | 0.00479 | 0.00497 | 0.00497 | 0.00474 | 0.0035 | -0.01056 |  | 0 | 0 | 0 | 0 | 0 | 0
103079 | ELLSWRTH HYD | 2.3 | 101 | 374 | 0 | 0 | 0 | 0 | 0 | 0 | 0.00479 | 0.00497 | 0.00497 | 0.00474 | 0.0035 | -0.01056 |  | 0 | 0 | 0 | 0 | 0 | 0
103090 | ROLNS C1 AGG | 0.69 | 101 | 364 | 0 | 0 | 0 | 0 | 0 | 0 | 0.00479 | 0.00497 | 0.00497 | 0.00475 | 0.0035 | -0.01056 |  | 0 | 0 | 0 | 0 | 0 | 0
103093 | ROLNS C2 AGG | 0.69 | 101 | 364 | 0 | 0 | 0 | 0 | 0 | 0 | 0.00479 | 0.00497 | 0.00497 | 0.00475 | 0.0035 | -0.01056 |  | 0 | 0 | 0 | 0 | 0 | 0
103107 | DOLBY HYDRO8 | 6.9 | 101 | 364 | 3.01 | 0 | 3.01 | 3.01 | 0 | 0 | 0.00479 | 0.00497 | 0.00497 | 0.00475 | 0.0035 | -0.01056 |  | 0 | 0 | 0 | 0 | 0 | 0
103119 | WELDON HYDRO | 6.9 | 101 | 364 | 18.54 | 0 | 18.54 | 18.54 | 0 | 0 | 0.00479 | 0.00497 | 0.00497 | 0.00475 | 0.0035 | -0.01056 |  | 0 | 0 | 0 | 0 | 0 | 0
103123 | MILLNKT HY18 | 13.8 | 101 | 364 | 15.76 | 0 | 15.76 | 15.76 | 0 | 0 | 0.00479 | 0.00497 | 0.00497 | 0.00475 | 0.0035 | -0.01056 |  | 0 | 0 | 0 | 0 | 0 | 0
103124 | MILLNKT HY25 | 6.9 | 101 | 364 | 23.33 | 0 | 23.33 | 23.33 | 0 | 0 | 0.00479 | 0.00497 | 0.00497 | 0.00475 | 0.0035 | -0.01056 |  | 0 | 0 | 0 | 0 | 0 | 0
103129 | HANCOCK_DVAR | 0.48 | 101 | 381 | 0 | 0 | 0 | 0 | 0 | 0 | 0.00479 | 0.00497 | 0.00497 | 0.00474 | 0.0035 | -0.01056 |  | 0 | 0 | 0 | 0 | 0 | 0
103131 | EMILLNCKT HY | 6.9 | 101 | 364 | 9.27 | 0 | 9.27 | 9.27 | 0 | 0 | 0.00479 | 0.00497 | 0.00497 | 0.00475 | 0.0035 | -0.01056 |  | 0 | 0 | 0 | 0 | 0 | 0
103132 | DOLBY HYDRO | 6.9 | 101 | 364 | 14.37 | 0 | 14.37 | 14.37 | 0 | 0 | 0.00479 | 0.00497 | 0.00497 | 0.00475 | 0.0035 | -0.01056 |  | 0 | 0 | 0 | 0 | 0 | 0
103133 | MCKAY GEN1 | 6.9 | 101 | 363 | 10.43 | 0 | 10.43 | 10.43 | 0 | 0 | 0.00479 | 0.00497 | 0.00497 | 0.00475 | 0.0035 | -0.01056 |  | 0 | 0 | 0 | 0 | 0 | 0
103134 | MCKAY GEN2 | 6.9 | 101 | 363 | 10.43 | 0 | 10.43 | 10.43 | 0 | 0 | 0.00479 | 0.00497 | 0.00497 | 0.00475 | 0.0035 | -0.01056 |  | 0 | 0 | 0 | 0 | 0 | 0
103135 | MCKAY GEN3 | 6.9 | 101 | 363 | 11.36 | 0 | 11.36 | 11.36 | 0 | 0 | 0.00479 | 0.00497 | 0.00497 | 0.00475 | 0.0035 | -0.01056 |  | 0 | 0 | 0 | 0 | 0 | 0
103140 | BULL HIL WND | 0.65 | 101 | 384 | 0 | 0 | 0 | 0 | 0 | 0 | 0.00479 | 0.00497 | 0.00497 | 0.00474 | 0.0035 | -0.01056 |  | 0 | 0 | 0 | 0 | 0 | 0
103141 | NORTHTWIN HY | 2.3 | 101 | 364 | 9.5 | 0 | 9.5 | 9.5 | 0 | 0 | 0.00479 | 0.00497 | 0.00497 | 0.00475 | 0.0035 | -0.01056 |  | 0 | 0 | 0 | 0 | 0 | 0
103143 | OAKFIELD_SC | 12.5 | 101 | 364 | 0 | 0 | 0 | 0 | 0 | 0 | 0.00479 | 0.00497 | 0.00497 | 0.00475 | 0.0035 | -0.01056 |  | 0 | 0 | 0 | 0 | 0 | 0
103147 | OAKFIELD_STR | 0.65 | 101 | 364 | 0 | 0 | 0 | 0 | 0 | 0 | 0.00479 | 0.00497 | 0.00497 | 0.00475 | 0.0035 | -0.01056 |  | 0 | 0 | 0 | 0 | 0 | 0
103152 | PISG_GEN_EQV | 0.69 | 101 | 353 | 0 | 0 | 0 | 0 | 0 | 0 | 0.00479 | 0.00497 | 0.00497 | 0.00474 | 0.0035 | -0.01056 |  | 0 | 0 | 0 | 0 | 0 | 0
103166 | PASSADGENAG1 | 0.65 | 101 | 353 | 0 | 0 | 0 | 0 | 0 | 0 | 0.00479 | 0.00497 | 0.00497 | 0.00474 | 0.0035 | -0.01056 |  | 0 | 0 | 0 | 0 | 0 | 0
103169 | PASSADGENAG2 | 0.65 | 101 | 353 | 0 | 0 | 0 | 0 | 0 | 0 | 0.00479 | 0.00497 | 0.00497 | 0.00474 | 0.0035 | -0.01056 |  | 0 | 0 | 0 | 0 | 0 | 0
103170 | PASSAD CDVAR | 0.48 | 101 | 353 | 0 | 0 | 0 | 0 | 0 | 0 | 0.00479 | 0.00497 | 0.00497 | 0.00474 | 0.0035 | -0.01056 |  | 0 | 0 | 0 | 0 | 0 | 0
103173 | HANCOCK_AGC1 | 0.6 | 101 | 384 | 0 | 0 | 0 | 0 | 0 | 0 | 0.00479 | 0.00497 | 0.00497 | 0.00474 | 0.0035 | -0.01056 |  | 0 | 0 | 0 | 0 | 0 | 0
103174 | HANCOCK_AGC2 | 0.6 | 101 | 384 | 0 | 0 | 0 | 0 | 0 | 0 | 0.00479 | 0.00497 | 0.00497 | 0.00474 | 0.0035 | -0.01056 |  | 0 | 0 | 0 | 0 | 0 | 0
105257 | SACO VLY_SC1 | 12.5 | 101 | 563 | 0 | 0 | 0 | 0 | 0 | 0 | 0.00478 | 0.00496 | 0.00496 | 0.00474 | 0.0035 | -0.01056 |  | 0 | 0 | 0 | 0 | 0 | 0
105258 | SACO VLY_SC2 | 12.5 | 101 | 563 | 0 | 0 | 0 | 0 | 0 | 0 | 0.00478 | 0.00496 | 0.00496 | 0.00474 | 0.0035 | -0.01056 |  | 0 | 0 | 0 | 0 | 0 | 0
106057 | GRANITE RDG2 | 16 | 101 | 400 | 223.08 | 0 | 223.08 | 223.08 | 0 | 0 | 0.00462 | 0.0047 | 0.0047 | 0.00443 | 0.00266 | -0.01056 |  | 0 | 0 | 0 | 0 | 0 | 0
911597 | NBNE_CLCOV | 345 | 105 | 15 | 700 | 0 | 700 | 700 | 0 | 0 | 0.00479 | 0.00497 | 0.00497 | 0.00475 | 0.0035 | -0.01056 |  | 0 | 0 | 0 | 0 | 0 | 0
911600 | QP670-PV | 0.6 | 101 | 110 | 77.1 | 0 | 77.1 | 77.1 | 0 | 0 | 0.00479 | 0.00497 | 0.00497 | 0.00474 | 0.0035 | -0.01056 |  | 0 | 0 | 0 | 0 | 0 | 0
990180 | SUN_LOVELL | 115 | 101 | 110 | 0 | 0 | 0 | 0 | 0 | 0 | 0.00478 | 0.00496 | 0.00496 | 0.00474 | 0.0035 | -0.01056 |  | 0 | 0 | 0 | 0 | 0 | 0
992036 | SUN_WARREN | 34.5 | 101 | 112 | 6.93 | 0 | 6.93 | 6.93 | 0 | 0 | 0.00479 | 0.00497 | 0.00497 | 0.00474 | 0.0035 | -0.01056 |  | 0 | 0 | 0 | 0 | 0 | 0
992221 | SUN_WASHIN~1 | 34.5 | 101 | 112 | 5 | 0 | 5 | 5 | 0 | 0 | 0.00479 | 0.00496 | 0.00496 | 0.00474 | 0.0035 | -0.01056 |  | 0 | 0 | 0 | 0 | 0 | 0
100367 | YARMOUTH #3 | 14.4 | 101 | 113 | 116 | 0 | 116 | 116 | 0 | 0 | 0.00478 | 0.00496 | 0.00496 | 0.00474 | 0.00349 | -0.01055 |  | 0 | 0 | 0 | 0 | 0 | 0
100386 | WESTBROOK C1 | 18 | 101 | 113 | 174.71 | 0 | 174.71 | 174.71 | 0 | 0 | 0.00478 | 0.00496 | 0.00496 | 0.00474 | 0.00349 | -0.01055 |  | 0 | 0 | 0 | 0 | 0 | 0
100387 | WESTBROOK C2 | 18 | 101 | 113 | 174.71 | 0 | 174.71 | 174.71 | 0 | 0 | 0.00478 | 0.00496 | 0.00496 | 0.00474 | 0.00349 | -0.01055 |  | 0 | 0 | 0 | 0 | 0 | 0
100388 | WESTBROOK ST | 18 | 101 | 113 | 180.58 | 0 | 180.58 | 180.58 | 0 | 0 | 0.00478 | 0.00496 | 0.00496 | 0.00474 | 0.00349 | -0.01055 |  | 0 | 0 | 0 | 0 | 0 | 0
100418 | SAPPI WBRK 9 | 13.8 | 101 | 112 | 32.12 | 0 | 32.12 | 32.12 | 0 | 0 | 0.00478 | 0.00496 | 0.00496 | 0.00474 | 0.00349 | -0.01055 |  | 0 | 0 | 0 | 0 | 0 | 0
100419 | SAPPI WBRK10 | 13.8 | 101 | 112 | 10.95 | 0 | 10.95 | 10.95 | 0 | 0 | 0.00478 | 0.00496 | 0.00496 | 0.00474 | 0.00349 | -0.01055 |  | 0 | 0 | 0 | 0 | 0 | 0
100464 | ECO ME PTRR | 13.2 | 101 | 114 | 0 | 0 | 0 | 0 | 0 | 0 | 0.00478 | 0.00496 | 0.00496 | 0.00474 | 0.00349 | -0.01055 |  | 0 | 0 | 0 | 0 | 0 | 0
100465 | CAPE GT 4 | 13.2 | 101 | 113 | 0 | 0 | 0 | 0 | 0 | 0 | 0.00478 | 0.00496 | 0.00496 | 0.00474 | 0.00349 | -0.01055 |  | 0 | 0 | 0 | 0 | 0 | 0
100466 | CAPE GT 5 | 13.2 | 101 | 113 | 0 | 0 | 0 | 0 | 0 | 0 | 0.00478 | 0.00496 | 0.00496 | 0.00474 | 0.00349 | -0.01055 |  | 0 | 0 | 0 | 0 | 0 | 0
100492 | CASCO BATT | 0.53 | 101 | 113 | 0 | 0 | 0 | 0 | 0 | 0 | 0.00478 | 0.00496 | 0.00496 | 0.00474 | 0.00349 | -0.01055 |  | 0 | 0 | 0 | 0 | 0 | 0
993300 | SUN_W CHAR~1 | 115 | 101 | 1110 | 0 | 0 | 0 | 0 | 0 | 0 | -0.00413 | -0.0034 | -0.0034 | -0.00357 | -0.00374 | -0.01055 |  | 0 | 0 | 0 | 0 | 0 | 0
105464 | NEWINGTON_G1 | 24 | 101 | 603 | 407.5 | 0 | 407.5 | 407.5 | 0 | 0 | 0.00462 | 0.00478 | 0.00478 | 0.00456 | 0.00323 | -0.01039 |  | 0 | 0 | 0 | 0 | 0 | 0
105476 | NEWINGTON_C1 | 18 | 101 | 603 | 175.28 | 0 | 175.28 | 175.28 | 0 | 0 | 0.00462 | 0.00478 | 0.00478 | 0.00456 | 0.00323 | -0.01039 |  | 0 | 0 | 0 | 0 | 0 | 0
105477 | NEWINGTON_C2 | 18 | 101 | 603 | 175.28 | 0 | 175.28 | 175.28 | 0 | 0 | 0.00462 | 0.00478 | 0.00478 | 0.00456 | 0.00323 | -0.01039 |  | 0 | 0 | 0 | 0 | 0 | 0
105478 | NEWINGTON_S1 | 18 | 101 | 603 | 208.95 | 0 | 208.95 | 208.95 | 0 | 0 | 0.00462 | 0.00478 | 0.00478 | 0.00456 | 0.00323 | -0.01039 |  | 0 | 0 | 0 | 0 | 0 | 0
105568 | SEABROOK_G1 | 25 | 101 | 603 | 1309.28 | 0 | 1309.28 | 1309.28 | 0 | 0 | 0.00445 | 0.0046 | 0.0046 | 0.00437 | 0.00296 | -0.01022 |  | 0 | 0 | 0 | 0 | 0 | 0
113389 | SNOW STREET2 | 13.2 | 101 | 1110 | 0 | 0 | 0 | 0 | 0 | 0 | -0.00353 | -0.00286 | -0.00286 | -0.00301 | -0.00312 | -0.01005 |  | 0 | 0 | 0 | 0 | 0 | 0
113405 | MILLENIUM CT | 16 | 101 | 1110 | 0 | 0 | 0 | 0 | 0 | 0 | -0.00353 | -0.00286 | -0.00286 | -0.00301 | -0.00312 | -0.01005 |  | 0 | 0 | 0 | 0 | 0 | 0
113406 | MILLENIUM ST | 13.8 | 101 | 1110 | 0 | 0 | 0 | 0 | 0 | 0 | -0.00353 | -0.00286 | -0.00286 | -0.00301 | -0.00312 | -0.01005 |  | 0 | 0 | 0 | 0 | 0 | 0
993295 | SUN_SNOW S~1 | 115 | 101 | 1110 | 0 | 0 | 0 | 0 | 0 | 0 | -0.00353 | -0.00286 | -0.00286 | -0.00301 | -0.00312 | -0.01005 |  | 0 | 0 | 0 | 0 | 0 | 0
114067 | LAWRENCE HYD | 4.16 | 101 | 1120 | 9.4 | 0 | 9.4 | 9.4 | 0 | 0 | 0.00395 | 0.004 | 0.004 | 0.00372 | 0.00167 | -0.00987 |  | 0 | 0 | 0 | 0 | 0 | 0
114026 | PERRY ST 3 | 13.8 | 101 | 1120 | 0.64 | 0 | 0.64 | 0.64 | 0 | 0 | 0.00386 | 0.00388 | 0.00388 | 0.00357 | 0.00132 | -0.00983 |  | 0 | 0 | 0 | 0 | 0 | 0
114047 | LENERGIA CT | 13.8 | 101 | 1120 | 50.43 | 0 | 50.43 | 50.43 | 0 | 0 | 0.00386 | 0.00388 | 0.00388 | 0.00357 | 0.00132 | -0.00983 |  | 0 | 0 | 0 | 0 | 0 | 0
114048 | LENERGIA ST | 13.8 | 101 | 1120 | 23.57 | 0 | 23.57 | 23.57 | 0 | 0 | 0.00386 | 0.00388 | 0.00388 | 0.00357 | 0.00132 | -0.00983 |  | 0 | 0 | 0 | 0 | 0 | 0
114085 | BOOT HYD G1 | 4.16 | 101 | 1120 | 9 | 0 | 9 | 9 | 0 | 0 | 0.00386 | 0.00388 | 0.00388 | 0.00357 | 0.00132 | -0.00983 |  | 0 | 0 | 0 | 0 | 0 | 0
114086 | BOOT HYD G2 | 4.16 | 101 | 1120 | 9 | 0 | 9 | 9 | 0 | 0 | 0.00386 | 0.00388 | 0.00388 | 0.00357 | 0.00132 | -0.00983 |  | 0 | 0 | 0 | 0 | 0 | 0
114858 | MILFRD MA CT | 13.8 | 101 | 1140 | 109.83 | 0 | 109.83 | 109.83 | 0 | 0 | -0.00424 | -0.00397 | -0.00397 | -0.00424 | -0.00526 | -0.00982 |  | 0 | 0 | 0 | 0 | 0 | 0
114859 | MILFRD MA ST | 13.8 | 101 | 1140 | 92.17 | 0 | 92.17 | 92.17 | 0 | 0 | -0.00424 | -0.00397 | -0.00397 | -0.00424 | -0.00526 | -0.00982 |  | 0 | 0 | 0 | 0 | 0 | 0
114069 | WHLABRATR NA | 13.8 | 101 | 1120 | 40 | 0 | 40 | 40 | 0 | 0 | 0.0039 | 0.004 | 0.004 | 0.00375 | 0.00201 | -0.00971 |  | 0 | 0 | 0 | 0 | 0 | 0
114070 | OGDEN-MARTIN | 13.8 | 101 | 1120 | 41.68 | 0 | 41.68 | 41.68 | 0 | 0 | 0.0039 | 0.004 | 0.004 | 0.00375 | 0.00201 | -0.00971 |  | 0 | 0 | 0 | 0 | 0 | 0
993969 | BAT_BILERC~1 | 115 | 101 | 1120 | 150 | 0 | 150 | 150 | 0 | 0 | 0.00369 | 0.00371 | 0.00371 | 0.00342 | 0.00124 | -0.00961 |  | 0 | 0 | 0 | 0 | 0 | 0
993997 | DFO NG_MID~1 | 115 | 101 | 1120 | 23 | 0 | 23 | 23 | 0 | 0 | 0.00374 | 0.00384 | 0.00384 | 0.00359 | 0.00186 | -0.00952 |  | 0 | 0 | 0 | 0 | 0 | 0
114713 | WATERS RVRJ1 | 13.8 | 101 | 1242 | 16.44 | 0 | 16.44 | 16.44 | 0 | 0 | 0.00357 | 0.00366 | 0.00366 | 0.0034 | 0.00164 | -0.00932 |  | 0 | 0 | 0 | 0 | 0 | 0
114714 | WATERS RVRJ2 | 13.8 | 101 | 1242 | 30.79 | 0 | 30.79 | 30.79 | 0 | 0 | 0.00356 | 0.00365 | 0.00365 | 0.0034 | 0.00163 | -0.00932 |  | 0 | 0 | 0 | 0 | 0 | 0
114716 | MMWEC WR | 13.8 | 101 | 1242 | 57.97 | 0 | 57.97 | 57.97 | 0 | 0 | 0.00356 | 0.00365 | 0.00365 | 0.0034 | 0.00163 | -0.00932 |  | 0 | 0 | 0 | 0 | 0 | 0
994421 | DFO NG_WAT~1 | 115 | 101 | 1130 | 61.85 | 0 | 61.85 | 61.85 | 0 | 0 | 0.00357 | 0.00366 | 0.00366 | 0.0034 | 0.00164 | -0.00932 |  | 0 | 0 | 0 | 0 | 0 | 0
114484 | SALEM 5CT | 18 | 101 | 1130 | 203.25 | 0 | 203.25 | 203.25 | 0 | 0 | 0.0035 | 0.00359 | 0.00359 | 0.00333 | 0.00155 | -0.00925 |  | 0 | 0 | 0 | 0 | 0 | 0
114485 | SALEM 5ST | 13.8 | 101 | 1130 | 133.75 | 0 | 133.75 | 133.75 | 0 | 0 | 0.0035 | 0.00359 | 0.00359 | 0.00333 | 0.00155 | -0.00925 |  | 0 | 0 | 0 | 0 | 0 | 0
114487 | SALEM 6CT | 18 | 101 | 1130 | 203.25 | 0 | 203.25 | 203.25 | 0 | 0 | 0.0035 | 0.00359 | 0.00359 | 0.00333 | 0.00155 | -0.00925 |  | 0 | 0 | 0 | 0 | 0 | 0
114488 | SALEM 6ST | 13.8 | 101 | 1130 | 133.75 | 0 | 133.75 | 133.75 | 0 | 0 | 0.0035 | 0.00359 | 0.00359 | 0.00333 | 0.00155 | -0.00925 |  | 0 | 0 | 0 | 0 | 0 | 0
114728 | MARBLEHEAD A | 23 | 101 | 1246 | 2.5 | 0 | 2.5 | 2.5 | 0 | 0 | 0.00349 | 0.00357 | 0.00357 | 0.00332 | 0.00154 | -0.00923 |  | 0 | 0 | 0 | 0 | 0 | 0
114729 | MARBLEHEAD B | 23 | 101 | 1246 | 2.5 | 0 | 2.5 | 2.5 | 0 | 0 | 0.00349 | 0.00357 | 0.00357 | 0.00332 | 0.00154 | -0.00923 |  | 0 | 0 | 0 | 0 | 0 | 0
990759 | BAT_MYSTIC~1 | 345 | 101 | 1000 | 276 | 0 | 276 | 276 | 0 | 0 | 0.00326 | 0.00334 | 0.00334 | 0.00309 | 0.00132 | -0.00896 |  | 0 | 0 | 0 | 0 | 0 | 0
991802 | BAT_MYSTIC_R | 345 | 101 | 1000 | 507 | 0 | 507 | 507 | 0 | 0 | 0.00326 | 0.00334 | 0.00334 | 0.00309 | 0.00132 | -0.00896 |  | 0 | 0 | 0 | 0 | 0 | 0
911550 | PH2_DGEN | 345 | 101 | 1120 | 353.9 | 0 | 700 | 353.9 | 0 | 346.1 | 0.00305 | 0.00306 | 0.00306 | 0.00275 | 0.00039 | -0.00895 |  | 0 | 0 | 0 | 0 | 0 | 0
111080 | W MEDWAY J4 | 13.8 | 101 | 1023 | 97.4 | 0 | 97.4 | 97.4 | 0 | 0 | -0.00299 | -0.00277 | -0.00277 | -0.00302 | -0.00414 | -0.00892 |  | 0 | 0 | 0 | 0 | 0 | 0
111081 | W MEDWAY J5 | 13.8 | 101 | 1023 | 97.4 | 0 | 97.4 | 97.4 | 0 | 0 | -0.00299 | -0.00277 | -0.00277 | -0.00302 | -0.00414 | -0.00892 |  | 0 | 0 | 0 | 0 | 0 | 0
111083 | W MEDWAY J3 | 13.8 | 101 | 1023 | 57.5 | 0 | 57.5 | 57.5 | 0 | 0 | -0.00299 | -0.00277 | -0.00277 | -0.00302 | -0.00414 | -0.00892 |  | 0 | 0 | 0 | 0 | 0 | 0
114465 | RESCO-SAUGUS | 13.8 | 101 | 1130 | 32.79 | 0 | 32.79 | 32.79 | 0 | 0 | 0.00306 | 0.00314 | 0.00314 | 0.00289 | 0.00113 | -0.00872 |  | 0 | 0 | 0 | 0 | 0 | 0
114470 | GE RIVER R&T | 13.8 | 101 | 1130 | 1.14 | 0 | 1.14 | 1.14 | 0 | 0 | 0.00295 | 0.00303 | 0.00303 | 0.00278 | 0.00104 | -0.00857 |  | 0 | 0 | 0 | 0 | 0 | 0
114474 | GE RIVER S&U | 13.8 | 101 | 1130 | 1.14 | 0 | 1.14 | 1.14 | 0 | 0 | 0.00295 | 0.00303 | 0.00303 | 0.00278 | 0.00104 | -0.00857 |  | 0 | 0 | 0 | 0 | 0 | 0
990804 | SUN BAT_BU~1 | 115 | 101 | 1000 | 5.5 | 0 | 5.5 | 5.5 | 0 | 0 | 0.00281 | 0.00288 | 0.00288 | 0.00263 | 0.00087 | -0.00852 |  | 0 | 0 | 0 | 0 | 0 | 0
111123 | KENDALL ST B | 13.8 | 101 | 1013 | 27.75 | 0 | 27.75 | 27.75 | 0 | 0 | 0.00284 | 0.00292 | 0.00292 | 0.00267 | 0.00096 | -0.00844 |  | 0 | 0 | 0 | 0 | 0 | 0
111126 | KENDALL CT | 18 | 101 | 1013 | 170 | 0 | 170 | 170 | 0 | 0 | 0.00284 | 0.00292 | 0.00292 | 0.00267 | 0.00096 | -0.00844 |  | 0 | 0 | 0 | 0 | 0 | 0
111127 | E CAMBRIDGE | 13.8 | 101 | 1012 | 0 | 0 | 0 | 0 | 0 | 0 | 0.00284 | 0.00292 | 0.00292 | 0.00267 | 0.00096 | -0.00844 |  | 0 | 0 | 0 | 0 | 0 | 0
991103 | NG_PUTNAM 36 | 115 | 101 | 1010 | 43 | 0 | 43 | 43 | 0 | 0 | 0.00284 | 0.00292 | 0.00292 | 0.00267 | 0.00096 | -0.00844 |  | 0 | 0 | 0 | 0 | 0 | 0
991104 | DFO NG_KEN~1 | 115 | 101 | 1010 | 30 | 0 | 30 | 30 | 0 | 0 | 0.00284 | 0.00292 | 0.00292 | 0.00267 | 0.00096 | -0.00844 |  | 0 | 0 | 0 | 0 | 0 | 0
111125 | PUTNAM 2 | 13.8 | 101 | 1012 | 0 | 0 | 0 | 0 | 0 | 0 | 0.00277 | 0.00285 | 0.00285 | 0.0026 | 0.0009 | -0.00835 |  | 0 | 0 | 0 | 0 | 0 | 0
990819 | BAT_CHELSE~1 | 115 | 101 | 1000 | 351.9 | 0 | 351.9 | 351.9 | 0 | 0 | 0.00278 | 0.00286 | 0.00286 | 0.00261 | 0.00091 | -0.00835 |  | 0 | 0 | 0 | 0 | 0 | 0
111124 | KENDALL JET | 13.8 | 101 | 1014 | 18 | 0 | 18 | 18 | 0 | 0 | 0.00274 | 0.00283 | 0.00283 | 0.00258 | 0.00089 | -0.00832 |  | 0 | 0 | 0 | 0 | 0 | 0
110983 | MATEP_DIESEL | 13.8 | 101 | 1004 | 19.35 | 0 | 19.35 | 19.35 | 0 | 0 | 0.00267 | 0.00275 | 0.00275 | 0.00251 | 0.00082 | -0.00823 |  | 0 | 0 | 0 | 0 | 0 | 0
110984 | MATEP_CC | 13.8 | 101 | 1004 | 57.1 | 0 | 57.1 | 57.1 | 0 | 0 | 0.00267 | 0.00275 | 0.00275 | 0.00251 | 0.00082 | -0.00823 |  | 0 | 0 | 0 | 0 | 0 | 0
990926 | BAT_ELECTR~1 | 115 | 101 | 1000 | 267.51 | 0 | 326.37 | 267.51 | 0 | 58.86 | 0.00266 | 0.00274 | 0.00274 | 0.0025 | 0.00081 | -0.00822 |  | 0 | 0 | 0 | 0 | 0 | 0
110985 | MATEP 3 | 13.8 | 101 | 1004 | 19.35 | 0 | 19.35 | 19.35 | 0 | 0 | 0.00264 | 0.00273 | 0.00273 | 0.00248 | 0.00081 | -0.00819 |  | 0 | 0 | 0 | 0 | 0 | 0
111009 | MBTA | 14.4 | 101 | 1002 | 47 | 0 | 47 | 47 | 0 | 0 | 0.00263 | 0.00272 | 0.00272 | 0.00248 | 0.00081 | -0.00811 |  | 0 | 0 | 0 | 0 | 0 | 0
111028 | FRAMINGHAM | 13.8 | 101 | 1002 | 42.3 | 0 | 42.3 | 42.3 | 0 | 0 | -0.00065 | -0.00052 | -0.00052 | -0.00077 | -0.00228 | -0.00798 |  | 0 | 0 | 0 | 0 | 0 | 0
116417 | STONY BRK 1A | 13.8 | 101 | 1333 | 103.17 | 0 | 103.17 | 103.17 | 0 | 0 | 0.00154 | 0.00278 | 0.00278 | 0.00302 | 0.00594 | -0.00717 |  | 0 | 0 | 0 | 0 | 0 | 0
116418 | STONY BRK 1B | 13.8 | 101 | 1333 | 101.67 | 0 | 101.67 | 101.67 | 0 | 0 | 0.00154 | 0.00278 | 0.00278 | 0.00302 | 0.00594 | -0.00717 |  | 0 | 0 | 0 | 0 | 0 | 0
116419 | STONY BRK 1C | 13.8 | 101 | 1333 | 103.17 | 0 | 103.17 | 103.17 | 0 | 0 | 0.00154 | 0.00278 | 0.00278 | 0.00302 | 0.00594 | -0.00717 |  | 0 | 0 | 0 | 0 | 0 | 0
116420 | STONY BRK 1S | 13.8 | 101 | 1333 | 21.31 | 0 | 82.36 | 21.31 | 0 | 61.05 | 0.00154 | 0.00278 | 0.00278 | 0.00302 | 0.00594 | -0.00717 |  | 0 | 0 | 0 | 0 | 0 | 0
116421 | STONY BRK 2A | 13.8 | 101 | 1333 | 0 | 0 | 0 | 0 | 0 | 0 | 0.00154 | 0.00278 | 0.00278 | 0.00302 | 0.00594 | -0.00717 |  | 0 | 0 | 0 | 0 | 0 | 0
116422 | STONY BRK 2B | 13.8 | 101 | 1333 | 0 | 0 | 0 | 0 | 0 | 0 | 0.00154 | 0.00278 | 0.00278 | 0.00302 | 0.00594 | -0.00717 |  | 0 | 0 | 0 | 0 | 0 | 0
996045 | BAT_LUDLOW | 345 | 101 | 1330 | 0 | 0 | 0 | 0 | 0 | 0 | 0.00154 | 0.00278 | 0.00278 | 0.00302 | 0.00594 | -0.00717 |  | 0 | 0 | 0 | 0 | 0 | 0
990898 | SUN BAT_CA~1 | 115 | 101 | 1020 | 8.8 | 0 | 8.8 | 8.8 | 0 | 0 | 0.00012 | 0.00025 | 0.00025 | 4e-05 | -0.00124 | -0.00677 |  | 0 | 0 | 0 | 0 | 0 | 0
111092 | EDGAR ST | 18 | 101 | 1023 | 0 | 0 | 0 | 0 | 0 | 0 | 0.00073 | 0.00084 | 0.00084 | 0.00064 | -0.00065 | -0.00622 |  | 0 | 0 | 0 | 0 | 0 | 0
111093 | EDGAR GT1 | 16 | 101 | 1023 | 0 | 0 | 0 | 0 | 0 | 0 | 0.00073 | 0.00084 | 0.00084 | 0.00064 | -0.00065 | -0.00622 |  | 0 | 0 | 0 | 0 | 0 | 0
111097 | EDGAR GT2 | 16 | 101 | 1023 | 0 | 0 | 0 | 0 | 0 | 0 | 0.00073 | 0.00084 | 0.00084 | 0.00064 | -0.00065 | -0.00622 |  | 0 | 0 | 0 | 0 | 0 | 0
111722 | TA WATSON 1 | 13.8 | 101 | 1063 | 0 | 0 | 0 | 0 | 0 | 0 | 0.00073 | 0.00084 | 0.00084 | 0.00064 | -0.00065 | -0.00622 |  | 0 | 0 | 0 | 0 | 0 | 0
111723 | TA WATSON 2 | 13.8 | 101 | 1063 | 0 | 0 | 0 | 0 | 0 | 0 | 0.00073 | 0.00084 | 0.00084 | 0.00064 | -0.00065 | -0.00622 |  | 0 | 0 | 0 | 0 | 0 | 0
111728 | POTTER 2 CT | 13.8 | 101 | 1063 | 0 | 0 | 0 | 0 | 0 | 0 | 0.00073 | 0.00084 | 0.00084 | 0.00064 | -0.00065 | -0.00622 |  | 0 | 0 | 0 | 0 | 0 | 0
111729 | POTTER 2 ST | 13.8 | 101 | 1063 | 0 | 0 | 0 | 0 | 0 | 0 | 0.00073 | 0.00084 | 0.00084 | 0.00064 | -0.00065 | -0.00622 |  | 0 | 0 | 0 | 0 | 0 | 0
990901 | DFO NG_EDGAR | 115 | 101 | 1020 | 0 | 0 | 0 | 0 | 0 | 0 | 0.00073 | 0.00084 | 0.00084 | 0.00064 | -0.00065 | -0.00622 |  | 0 | 0 | 0 | 0 | 0 | 0
994757 | BAT_S WREN~1 | 115 | 101 | 1140 | 0 | 0 | 0 | 0 | 0 | 0 | -0.00012 | 0 | 0 | -0.00019 | -0.00134 | -0.00594 |  | 0 | 0 | 0 | 0 | 0 | 0
993264 | SUN_MILLBURY | 345 | 101 | 1110 | 0 | 0 | 0 | 0 | 0 | 0 | 0.00165 | 0.00176 | 0.00176 | 0.00157 | 0.00012 | -0.00591 |  | 0 | 0 | 0 | 0 | 0 | 0
110950 | W MEDWAY J2 | 13.8 | 101 | 1023 | 0 | 0 | 0 | 0 | 0 | 0 | 0.00158 | 0.00166 | 0.00166 | 0.00147 | 0.00011 | -0.00575 |  | 0 | 0 | 0 | 0 | 0 | 0
110951 | W MEDWAY JET | 13.8 | 101 | 1023 | 0 | 0 | 0 | 0 | 0 | 0 | 0.00158 | 0.00166 | 0.00166 | 0.00147 | 0.00011 | -0.00575 |  | 0 | 0 | 0 | 0 | 0 | 0
990783 | WND_PILGRIM | 345 | 101 | 1020 | 0 | 0 | 0 | 0 | 0 | 0 | 0.00142 | 0.00151 | 0.00151 | 0.00133 | 3e-05 | -0.00542 |  | 0 | 0 | 0 | 0 | 0 | 0
991136 | SUN_KINGST~1 | 115 | 101 | 1030 | 2.76 | 0 | 2.76 | 2.76 | 0 | 0 | 0.00134 | 0.00143 | 0.00143 | 0.00125 | -3e-05 | -0.00541 |  | 0 | 0 | 0 | 0 | 0 | 0
991144 | BAT_BROOK ~1 | 115 | 101 | 1030 | 209.96 | 0 | 209.96 | 209.96 | 0 | 0 | 0.00134 | 0.00143 | 0.00143 | 0.00125 | -3e-05 | -0.00541 |  | 0 | 0 | 0 | 0 | 0 | 0
991171 | SUN BAT_WE~1 | 23 | 101 | 1032 | 0 | 0 | 0 | 0 | 0 | 0 | 0.00134 | 0.00143 | 0.00143 | 0.00125 | -3e-05 | -0.00541 |  | 0 | 0 | 0 | 0 | 0 | 0
111251 | CANAL G1 | 18 | 101 | 1043 | 0 | 0 | 0 | 0 | 0 | 0 | 0.00142 | 0.0015 | 0.0015 | 0.00132 | 3e-05 | -0.0054 |  | 0 | 0 | 0 | 0 | 0 | 0
111252 | CANAL G2 | 18 | 101 | 1043 | 141.02 | 0 | 576.37 | 141.02 | 0 | 435.35 | 0.00142 | 0.0015 | 0.0015 | 0.00132 | 3e-05 | -0.0054 |  | 0 | 0 | 0 | 0 | 0 | 0
111256 | CANAL 3 CTG | 25 | 101 | 1043 | 333 | 0 | 333 | 333 | 0 | 0 | 0.00142 | 0.0015 | 0.0015 | 0.00132 | 3e-05 | -0.0054 |  | 0 | 0 | 0 | 0 | 0 | 0
111202 | BARNSTABLE | 115 | 101 | 1040 | 0 | 0 | 0 | 0 | 0 | 0 | 0.00141 | 0.00149 | 0.00149 | 0.00132 | 3e-05 | -0.00534 |  | 0 | 0 | 0 | 0 | 0 | 0
111248 | WEST TISBURY | 14.4 | 101 | 1044 | 0 | 0 | 0 | 0 | 0 | 0 | 0.0014 | 0.00149 | 0.00149 | 0.00131 | 3e-05 | -0.00534 |  | 0 | 0 | 0 | 0 | 0 | 0
111253 | OAK BLUFFS | 23 | 101 | 1043 | 0 | 0 | 0 | 0 | 0 | 0 | 0.0014 | 0.00149 | 0.00149 | 0.00131 | 3e-05 | -0.00534 |  | 0 | 0 | 0 | 0 | 0 | 0
111346 | QP624_SC2 | 33 | 101 | 1040 | 0 | 0 | 0 | 0 | 0 | 0 | 0.00141 | 0.00149 | 0.00149 | 0.00132 | 3e-05 | -0.00534 |  | 0 | 0 | 0 | 0 | 0 | 0
111347 | QP624_SC1 | 33 | 101 | 1040 | 0 | 0 | 0 | 0 | 0 | 0 | 0.00141 | 0.00149 | 0.00149 | 0.00132 | 3e-05 | -0.00534 |  | 0 | 0 | 0 | 0 | 0 | 0
111365 | QP624-2B | 0.69 | 101 | 1043 | 0 | 0 | 0 | 0 | 0 | 0 | 0.00141 | 0.00149 | 0.00149 | 0.00132 | 3e-05 | -0.00534 |  | 0 | 0 | 0 | 0 | 0 | 0
111366 | QP624-2A | 0.69 | 101 | 1043 | 0 | 0 | 0 | 0 | 0 | 0 | 0.00141 | 0.00149 | 0.00149 | 0.00132 | 3e-05 | -0.00534 |  | 0 | 0 | 0 | 0 | 0 | 0
111367 | QP624-1B | 0.69 | 101 | 1043 | 0 | 0 | 0 | 0 | 0 | 0 | 0.00141 | 0.00149 | 0.00149 | 0.00132 | 3e-05 | -0.00534 |  | 0 | 0 | 0 | 0 | 0 | 0
111368 | QP624-1A | 0.69 | 101 | 1043 | 0 | 0 | 0 | 0 | 0 | 0 | 0.00141 | 0.00149 | 0.00149 | 0.00132 | 3e-05 | -0.00534 |  | 0 | 0 | 0 | 0 | 0 | 0
115978 | BUNKER CTG | 13.2 | 101 | 1170 | 0 | 0 | 0 | 0 | 0 | 0 | 0.00141 | 0.00149 | 0.00149 | 0.00132 | 3e-05 | -0.00534 |  | 0 | 0 | 0 | 0 | 0 | 0
115979 | BUNKER BESS | 0.4 | 101 | 1170 | 0 | 0 | 0 | 0 | 0 | 0 | 0.00141 | 0.00149 | 0.00149 | 0.00132 | 3e-05 | -0.00534 |  | 0 | 0 | 0 | 0 | 0 | 0
991133 | BAT_CARVER | 345 | 101 | 1030 | 150 | 0 | 150 | 150 | 0 | 0 | 0.00143 | 0.00151 | 0.00151 | 0.00133 | 5e-05 | -0.00534 |  | 0 | 0 | 0 | 0 | 0 | 0
991134 | WND_W BARN~1 | 345 | 101 | 1030 | 0 | 0 | 0 | 0 | 0 | 0 | 0.00142 | 0.00151 | 0.00151 | 0.00133 | 4e-05 | -0.00534 |  | 0 | 0 | 0 | 0 | 0 | 0
991135 | WND_W BARN~1 | 115 | 101 | 1040 | 0 | 0 | 0 | 0 | 0 | 0 | 0.00141 | 0.0015 | 0.0015 | 0.00132 | 3e-05 | -0.00534 |  | 0 | 0 | 0 | 0 | 0 | 0
991202 | WND_BARNST~1 | 115 | 101 | 1040 | 0 | 0 | 0 | 0 | 0 | 0 | 0.00141 | 0.00149 | 0.00149 | 0.00132 | 3e-05 | -0.00534 |  | 0 | 0 | 0 | 0 | 0 | 0
991204 | SUN BAT_FA~1 | 115 | 101 | 1040 | 0 | 0 | 0 | 0 | 0 | 0 | 0.0014 | 0.00149 | 0.00149 | 0.00131 | 3e-05 | -0.00534 |  | 0 | 0 | 0 | 0 | 0 | 0
991207 | SUN BAT_HA~1 | 115 | 101 | 1040 | 0 | 0 | 0 | 0 | 0 | 0 | 0.00141 | 0.00149 | 0.00149 | 0.00132 | 3e-05 | -0.00534 |  | 0 | 0 | 0 | 0 | 0 | 0
991215 | SUN BAT_MA~1 | 115 | 101 | 1040 | 0 | 0 | 0 | 0 | 0 | 0 | 0.00141 | 0.00149 | 0.00149 | 0.00131 | 3e-05 | -0.00534 |  | 0 | 0 | 0 | 0 | 0 | 0
991245 | SUN BAT_SA~1 | 115 | 101 | 1040 | 0 | 0 | 0 | 0 | 0 | 0 | 0.0014 | 0.00149 | 0.00149 | 0.00131 | 3e-05 | -0.00534 |  | 0 | 0 | 0 | 0 | 0 | 0
991156 | SUN BAT_VA~1 | 115 | 101 | 1030 | 9.98 | 0 | 9.98 | 9.98 | 0 | 0 | 0.00139 | 0.00147 | 0.00147 | 0.0013 | 2e-05 | -0.00532 |  | 0 | 0 | 0 | 0 | 0 | 0
111181 | BW-PV_1 | 0.4 | 101 | 1032 | 0 | 0 | 0 | 0 | 0 | 0 | 0.00137 | 0.00145 | 0.00145 | 0.00128 | 1e-05 | -0.00528 |  | 0 | 0 | 0 | 0 | 0 | 0
111182 | BW-PV_2 | 0.4 | 101 | 1032 | 0 | 0 | 0 | 0 | 0 | 0 | 0.00137 | 0.00145 | 0.00145 | 0.00128 | 1e-05 | -0.00528 |  | 0 | 0 | 0 | 0 | 0 | 0
111183 | BW-PV_3 | 0.4 | 101 | 1032 | 0 | 0 | 0 | 0 | 0 | 0 | 0.00137 | 0.00145 | 0.00145 | 0.00128 | 1e-05 | -0.00528 |  | 0 | 0 | 0 | 0 | 0 | 0
991152 | BAT_WAREHA~1 | 115 | 101 | 1030 | 244.22 | 0 | 348.18 | 244.22 | 0 | 103.96 | 0.00137 | 0.00145 | 0.00145 | 0.00128 | 1e-05 | -0.00528 |  | 0 | 0 | 0 | 0 | 0 | 0
991155 | SUN_WAREHA~1 | 115 | 101 | 1030 | 9.5 | 0 | 9.5 | 9.5 | 0 | 0 | 0.00137 | 0.00145 | 0.00145 | 0.00128 | 1e-05 | -0.00528 |  | 0 | 0 | 0 | 0 | 0 | 0
111188 | SEMASS G1 | 13.8 | 101 | 1033 | 0 | 0 | 0 | 0 | 0 | 0 | 0.00136 | 0.00144 | 0.00144 | 0.00126 | 0 | -0.00525 |  | 0 | 0 | 0 | 0 | 0 | 0
111189 | SEMASS G2 | 13.8 | 101 | 1033 | 0 | 0 | 0 | 0 | 0 | 0 | 0.00136 | 0.00144 | 0.00144 | 0.00126 | 0 | -0.00525 |  | 0 | 0 | 0 | 0 | 0 | 0
991141 | SUN BAT_TR~1 | 115 | 101 | 1030 | 12.69 | 0 | 33.74 | 12.69 | 0 | 21.05 | 0.00135 | 0.00144 | 0.00144 | 0.00126 | 0 | -0.00524 |  | 0 | 0 | 0 | 0 | 0 | 0
991140 | SUN BAT_RO~1 | 115 | 101 | 1030 | 24.62 | 0 | 24.62 | 24.62 | 0 | 0 | 0.00131 | 0.0014 | 0.0014 | 0.00122 | -2e-05 | -0.00513 |  | 0 | 0 | 0 | 0 | 0 | 0
991271 | SUN BAT_CR~2 | 115 | 101 | 1050 | 27.96 | 0 | 27.96 | 27.96 | 0 | 0 | 0.00129 | 0.00137 | 0.00137 | 0.0012 | -3e-05 | -0.00507 |  | 0 | 0 | 0 | 0 | 0 | 0
991272 | SUN BAT_AR~1 | 115 | 101 | 1050 | 7 | 0 | 7 | 7 | 0 | 0 | 0.00127 | 0.00135 | 0.00135 | 0.00118 | -4e-05 | -0.00501 |  | 0 | 0 | 0 | 0 | 0 | 0
991273 | SUN BAT_WI~1 | 115 | 101 | 1050 | 28.43 | 0 | 28.43 | 28.43 | 0 | 0 | 0.00127 | 0.00135 | 0.00135 | 0.00118 | -4e-05 | -0.00501 |  | 0 | 0 | 0 | 0 | 0 | 0
990770 | BAT_W MEDW~1 | 345 | 101 | 1020 | 250 | 0 | 250 | 250 | 0 | 0 | 0.00159 | 0.00167 | 0.00167 | 0.0015 | 0.00022 | -0.00497 |  | 0 | 0 | 0 | 0 | 0 | 0
114861 | ANP BLLNGHM1 | 21 | 101 | 1140 | 0 | 0 | 0 | 0 | 0 | 0 | 0.00154 | 0.00162 | 0.00162 | 0.00145 | 0.00019 | -0.0049 |  | 0 | 0 | 0 | 0 | 0 | 0
114862 | ANP BLLNGHM2 | 21 | 101 | 1140 | 0 | 0 | 0 | 0 | 0 | 0 | 0.00154 | 0.00162 | 0.00162 | 0.00145 | 0.00019 | -0.00489 |  | 0 | 0 | 0 | 0 | 0 | 0
991268 | SUN BAT_IN~1 | 115 | 101 | 1050 | 40.45 | 0 | 40.45 | 40.45 | 0 | 0 | 0.0012 | 0.00128 | 0.00128 | 0.00111 | -7e-05 | -0.00481 |  | 0 | 0 | 0 | 0 | 0 | 0
115689 | CLEARY G8-9A | 13.8 | 101 | 1254 | 46.82 | 0 | 46.82 | 46.82 | 0 | 0 | 0.00116 | 0.00124 | 0.00124 | 0.00108 | -0.0001 | -0.00478 |  | 0 | 0 | 0 | 0 | 0 | 0
115690 | CLEARY G9 | 13.8 | 101 | 1254 | 84.18 | 0 | 84.18 | 84.18 | 0 | 0 | 0.00116 | 0.00124 | 0.00124 | 0.00108 | -0.0001 | -0.00478 |  | 0 | 0 | 0 | 0 | 0 | 0
111316 | DARTMTH PWRA | 13.8 | 101 | 1053 | 0 | 0 | 0 | 0 | 0 | 0 | 0.00116 | 0.00124 | 0.00124 | 0.00108 | -9e-05 | -0.0047 |  | 0 | 0 | 0 | 0 | 0 | 0
111317 | DARTMTH PWRB | 13.8 | 101 | 1053 | 0 | 0 | 0 | 0 | 0 | 0 | 0.00116 | 0.00124 | 0.00124 | 0.00108 | -9e-05 | -0.0047 |  | 0 | 0 | 0 | 0 | 0 | 0
115742 | DIGHTON PWR | 22 | 101 | 1160 | 168 | 0 | 168 | 168 | 0 | 0 | 0.00114 | 0.00122 | 0.00122 | 0.00105 | -0.0001 | -0.0047 |  | 0 | 0 | 0 | 0 | 0 | 0
991265 | SUN BAT_FI~1 | 115 | 101 | 1050 | 0 | 0 | 0 | 0 | 0 | 0 | 0.00116 | 0.00124 | 0.00124 | 0.00108 | -9e-05 | -0.0047 |  | 0 | 0 | 0 | 0 | 0 | 0
991267 | BAT_CROSS ~1 | 115 | 101 | 1050 | 129.81 | 0 | 246 | 129.81 | 0 | 116.19 | 0.00116 | 0.00124 | 0.00124 | 0.00108 | -9e-05 | -0.0047 |  | 0 | 0 | 0 | 0 | 0 | 0
991275 | SUN BAT_CR~1 | 115 | 101 | 1050 | 14.5 | 0 | 14.5 | 14.5 | 0 | 0 | 0.00116 | 0.00124 | 0.00124 | 0.00108 | -9e-05 | -0.0047 |  | 0 | 0 | 0 | 0 | 0 | 0
997349 | SUN_WOONSO~1 | 115 | 101 | 1410 | 0 | 0 | 0 | 0 | 0 | 0 | -0.00078 | -0.00067 | -0.00066 | -0.00082 | -0.00165 | -0.00469 |  | 0 | 0 | 0 | 0 | 0 | 0
991378 | SUN BAT_BE~1 | 115 | 101 | 1050 | 279.36 | 0 | 880 | 279.36 | 0 | 600.64 | 0.00108 | 0.00116 | 0.00116 | 0.001 | -0.00012 | -0.00448 |  | 0 | 0 | 0 | 0 | 0 | 0
117434 | TIVERTON GT | 18 | 101 | 1410 | 0 | 0 | 0 | 0 | 0 | 0 | 0.00106 | 0.00114 | 0.00114 | 0.00098 | -0.00013 | -0.00443 |  | 0 | 0 | 0 | 0 | 0 | 0
117435 | TIVERTON ST | 13.8 | 101 | 1410 | 0 | 0 | 0 | 0 | 0 | 0 | 0.00106 | 0.00114 | 0.00114 | 0.00098 | -0.00013 | -0.00443 |  | 0 | 0 | 0 | 0 | 0 | 0
997357 | SUN_Tiverton | 115 | 101 | 1410 | 0 | 0 | 0 | 0 | 0 | 0 | 0.00106 | 0.00114 | 0.00114 | 0.00098 | -0.00013 | -0.00443 |  | 0 | 0 | 0 | 0 | 0 | 0
998179 | NG_NAVY TAP | 69 | 101 | 1420 | 6.27 | 0 | 6.27 | 6.27 | 0 | 0 | 0.00106 | 0.00114 | 0.00114 | 0.00098 | -0.00013 | -0.00443 |  | 0 | 0 | 0 | 0 | 0 | 0
998187 | SUN_JEPSON | 13.8 | 101 | 1420 | 20.97 | 0 | 20.97 | 20.97 | 0 | 0 | 0.00106 | 0.00114 | 0.00114 | 0.00098 | -0.00013 | -0.00443 |  | 0 | 0 | 0 | 0 | 0 | 0
997005 | BAT_W FARN~1 | 115 | 101 | 1400 | 0 | 0 | 0 | 0 | 0 | 0 | -0.00018 | -8e-05 | -8e-05 | -0.00023 | -0.00108 | -0.00408 |  | 0 | 0 | 0 | 0 | 0 | 0
997012 | SUN_NASONV~1 | 115 | 101 | 1400 | 0 | 0 | 0 | 0 | 0 | 0 | -0.00018 | -8e-05 | -8e-05 | -0.00023 | -0.00108 | -0.00408 |  | 0 | 0 | 0 | 0 | 0 | 0
111084 | NEA BELL GT1 | 13.8 | 101 | 1023 | 0 | 0 | 0 | 0 | 0 | 0 | 0.00187 | 0.00192 | 0.00192 | 0.00178 | 0.00063 | -0.00374 |  | 0 | 0 | 0 | 0 | 0 | 0
111085 | NEA BELL GT2 | 13.8 | 101 | 1023 | 0 | 0 | 0 | 0 | 0 | 0 | 0.00187 | 0.00192 | 0.00192 | 0.00178 | 0.00063 | -0.00374 |  | 0 | 0 | 0 | 0 | 0 | 0
111086 | NEA BELL ST1 | 13.8 | 101 | 1023 | 0 | 0 | 0 | 0 | 0 | 0 | 0.00187 | 0.00192 | 0.00192 | 0.00178 | 0.00063 | -0.00374 |  | 0 | 0 | 0 | 0 | 0 | 0
994734 | WND_BRAYTN~1 | 345 | 101 | 1140 | 0 | 0 | 0 | 0 | 0 | 0 | 0.00143 | 0.00149 | 0.00149 | 0.00135 | 0.00027 | -0.00373 |  | 0 | 0 | 0 | 0 | 0 | 0
997346 | SUN_WOLF H~1 | 115 | 101 | 1410 | 0 | 0 | 0 | 0 | 0 | 0 | 0.00043 | 0.0005 | 0.0005 | 0.00037 | -0.0005 | -0.00344 |  | 0 | 0 | 0 | 0 | 0 | 0
997353 | SUN_PUTNAM~1 | 115 | 101 | 1410 | 0 | 0 | 0 | 0 | 0 | 0 | 0.00055 | 0.00061 | 0.00061 | 0.00049 | -0.00039 | -0.00331 |  | 0 | 0 | 0 | 0 | 0 | 0
111095 | ANP BLKSTN 1 | 21 | 101 | 1023 | 0 | 0 | 0 | 0 | 0 | 0 | 0.00202 | 0.00205 | 0.00205 | 0.00192 | 0.00083 | -0.00313 |  | 0 | 0 | 0 | 0 | 0 | 0
111096 | ANP BLKSTN 2 | 21 | 101 | 1023 | 0 | 0 | 0 | 0 | 0 | 0 | 0.00202 | 0.00205 | 0.00205 | 0.00192 | 0.00083 | -0.00313 |  | 0 | 0 | 0 | 0 | 0 | 0
117426 | MANCHSTR 09A | 13.8 | 101 | 1410 | 106.94 | 0 | 106.94 | 106.94 | 0 | 0 | 0.00095 | 0.00099 | 0.00099 | 0.00087 | -3e-05 | -0.00303 |  | 0 | 0 | 0 | 0 | 0 | 0
117427 | MANCHSTR 10A | 13.8 | 101 | 1410 | 109.03 | 0 | 109.03 | 109.03 | 0 | 0 | 0.00095 | 0.00099 | 0.00099 | 0.00087 | -3e-05 | -0.00303 |  | 0 | 0 | 0 | 0 | 0 | 0
117428 | MANCHSTR 11A | 13.8 | 101 | 1410 | 107.53 | 0 | 107.53 | 107.53 | 0 | 0 | 0.00095 | 0.00099 | 0.00099 | 0.00087 | -3e-05 | -0.00303 |  | 0 | 0 | 0 | 0 | 0 | 0
117431 | FRNKLNSQ SC1 | 11.5 | 101 | 1410 | 47.06 | 0 | 47.06 | 47.06 | 0 | 0 | 0.00095 | 0.00099 | 0.00099 | 0.00087 | -3e-05 | -0.00303 |  | 0 | 0 | 0 | 0 | 0 | 0
117432 | FRNKLNSQ SC2 | 11.5 | 101 | 1410 | 47.97 | 0 | 47.97 | 47.97 | 0 | 0 | 0.00095 | 0.00099 | 0.00099 | 0.00087 | -3e-05 | -0.00303 |  | 0 | 0 | 0 | 0 | 0 | 0
117433 | FRNKLNSQ SC3 | 11.5 | 101 | 1410 | 49.47 | 0 | 49.47 | 49.47 | 0 | 0 | 0.00095 | 0.00099 | 0.00099 | 0.00087 | -3e-05 | -0.00303 |  | 0 | 0 | 0 | 0 | 0 | 0
997311 | SUN_JOHNST~1 | 115 | 101 | 1410 | 0 | 0 | 0 | 0 | 0 | 0 | 0.00102 | 0.00106 | 0.00106 | 0.00094 | 6e-05 | -0.00278 |  | 0 | 0 | 0 | 0 | 0 | 0
117436 | RISE CT1 | 18 | 101 | 1410 | 183.1 | 0 | 183.1 | 183.1 | 0 | 0 | 0.00109 | 0.00113 | 0.00113 | 0.00101 | 0.00013 | -0.00267 |  | 0 | 0 | 0 | 0 | 0 | 0
117437 | RISE ST | 18 | 101 | 1410 | 185.48 | 0 | 185.48 | 185.48 | 0 | 0 | 0.00109 | 0.00113 | 0.00113 | 0.00101 | 0.00013 | -0.00267 |  | 0 | 0 | 0 | 0 | 0 | 0
117438 | RISE CT2 | 18 | 101 | 1410 | 183.1 | 0 | 183.1 | 183.1 | 0 | 0 | 0.00109 | 0.00113 | 0.00113 | 0.00101 | 0.00013 | -0.00267 |  | 0 | 0 | 0 | 0 | 0 | 0
117446 | J LANDFIL P2 | 4.2 | 101 | 1410 | 0 | 0 | 0 | 0 | 0 | 0 | 0.00112 | 0.00116 | 0.00116 | 0.00104 | 0.00016 | -0.00262 |  | 0 | 0 | 0 | 0 | 0 | 0
117501 | J_LANDF_L | 0.6 | 101 | 1410 | 0 | 0 | 0 | 0 | 0 | 0 | 0.00112 | 0.00116 | 0.00116 | 0.00104 | 0.00016 | -0.00262 |  | 0 | 0 | 0 | 0 | 0 | 0
117455 | RIDGEWOOD LD | 13.8 | 101 | 1410 | 0 | 0 | 0 | 0 | 0 | 0 | 0.00116 | 0.00119 | 0.00119 | 0.00108 | 0.0002 | -0.00255 |  | 0 | 0 | 0 | 0 | 0 | 0
117505 | S-SKY-WCR_L | 0.48 | 101 | 1410 | 0 | 0 | 0 | 0 | 0 | 0 | 0.00147 | 0.00149 | 0.00149 | 0.00139 | 0.00052 | -0.00205 |  | 0 | 0 | 0 | 0 | 0 | 0
997342 | SUN_W CRAN~1 | 115 | 101 | 1410 | 0 | 0 | 0 | 0 | 0 | 0 | 0.00147 | 0.00149 | 0.00149 | 0.00139 | 0.00052 | -0.00205 |  | 0 | 0 | 0 | 0 | 0 | 0
117503 | S-SKY-2228_L | 0.48 | 101 | 1410 | 0 | 0 | 0 | 0 | 0 | 0 | 0.00162 | 0.00163 | 0.00163 | 0.00153 | 0.00067 | -0.00182 |  | 0 | 0 | 0 | 0 | 0 | 0
117514 | HOPE_0.385KV | 0.38 | 101 | 1410 | 0 | 0 | 0 | 0 | 0 | 0 | 0.00162 | 0.00163 | 0.00163 | 0.00153 | 0.00067 | -0.00182 |  | 0 | 0 | 0 | 0 | 0 | 0
997463 | SUN_NEW LO~1 | 115 | 101 | 1410 | 0 | 0 | 0 | 0 | 0 | 0 | 0.00178 | 0.00178 | 0.00178 | 0.00169 | 0.00084 | -0.00155 |  | 0 | 0 | 0 | 0 | 0 | 0
117485 | RI_WED_GEN | 0.6 | 101 | 1410 | 0 | 0 | 0 | 0 | 0 | 0 | 0.00196 | 0.00195 | 0.00195 | 0.00187 | 0.00102 | -0.00127 |  | 0 | 0 | 0 | 0 | 0 | 0
117486 | RI WED G2 | 0.6 | 101 | 1410 | 0 | 0 | 0 | 0 | 0 | 0 | 0.00196 | 0.00195 | 0.00195 | 0.00187 | 0.00102 | -0.00127 |  | 0 | 0 | 0 | 0 | 0 | 0
997327 | SUN_DRUMROCK | 115 | 101 | 1410 | 0 | 0 | 0 | 0 | 0 | 0 | 0.002 | 0.00199 | 0.00199 | 0.0019 | 0.00106 | -0.00121 |  | 0 | 0 | 0 | 0 | 0 | 0
997385 | SUN_KENT C~1 | 34.5 | 101 | 1410 | 0 | 0 | 0 | 0 | 0 | 0 | 0.00209 | 0.00207 | 0.00207 | 0.00199 | 0.00115 | -0.00107 |  | 0 | 0 | 0 | 0 | 0 | 0
997332 | SUN_KENT C~1 | 115 | 101 | 1410 | 0 | 0 | 0 | 0 | 0 | 0 | 0.00209 | 0.00207 | 0.00207 | 0.00199 | 0.00115 | -0.00106 |  | 0 | 0 | 0 | 0 | 0 | 0
117029 | OCEAN ST GT1 | 13.8 | 101 | 1400 | 77.46 | 0 | 77.46 | 77.46 | 0 | 0 | 0.00261 | 0.00258 | 0.00258 | 0.00251 | 0.00168 | -0.0006 |  | 0 | 0 | 0 | 0 | 0 | 0
117030 | OCEAN ST GT2 | 13.8 | 101 | 1400 | 77.46 | 0 | 77.46 | 77.46 | 0 | 0 | 0.00261 | 0.00258 | 0.00258 | 0.00251 | 0.00168 | -0.0006 |  | 0 | 0 | 0 | 0 | 0 | 0
117031 | OCEAN ST ST1 | 13.8 | 101 | 1400 | 117.42 | 0 | 117.42 | 117.42 | 0 | 0 | 0.00261 | 0.00258 | 0.00258 | 0.00251 | 0.00168 | -0.0006 |  | 0 | 0 | 0 | 0 | 0 | 0
117032 | OCEAN ST GT3 | 13.8 | 101 | 1400 | 78.17 | 0 | 78.17 | 78.17 | 0 | 0 | 0.00261 | 0.00258 | 0.00258 | 0.00251 | 0.00168 | -0.0006 |  | 0 | 0 | 0 | 0 | 0 | 0
117033 | OCEAN ST GT4 | 13.8 | 101 | 1400 | 78.17 | 0 | 78.17 | 78.17 | 0 | 0 | 0.00261 | 0.00258 | 0.00258 | 0.00251 | 0.00168 | -0.0006 |  | 0 | 0 | 0 | 0 | 0 | 0
117034 | OCEAN ST ST2 | 13.8 | 101 | 1400 | 118.49 | 0 | 118.49 | 118.49 | 0 | 0 | 0.00261 | 0.00258 | 0.00258 | 0.00251 | 0.00168 | -0.0006 |  | 0 | 0 | 0 | 0 | 0 | 0
997000 | DFO NG_SHE~1 | 345 | 101 | 1400 | 0 | 0 | 0 | 0 | 0 | 0 | 0.00261 | 0.00258 | 0.00258 | 0.00251 | 0.00168 | -0.0006 |  | 0 | 0 | 0 | 0 | 0 | 0
997314 | BAT_DAVISV~1 | 115 | 101 | 1410 | 0 | 0 | 0 | 0 | 0 | 0 | 0.0025 | 0.00244 | 0.00244 | 0.00238 | 0.00162 | 0.00014 |  | 0 | 0 | 0 | 0 | 0 | 0
997368 | SUN_OLD BA~1 | 12.5 | 101 | 1410 | 0 | 0 | 0 | 0 | 0 | 0 | 0.0025 | 0.00244 | 0.00244 | 0.00238 | 0.00162 | 0.00014 |  | 0 | 0 | 0 | 0 | 0 | 0
997313 | SUN_TOWER ~1 | 115 | 101 | 1410 | 0 | 0 | 0 | 0 | 0 | 0 | 0.00288 | 0.00278 | 0.00278 | 0.00274 | 0.00205 | 0.00126 |  | 0 | 0 | 0 | 0 | 0 | 0
997363 | SUN_TOWER ~1 | 12.5 | 101 | 1410 | 0 | 0 | 0 | 0 | 0 | 0 | 0.00288 | 0.00278 | 0.00278 | 0.00274 | 0.00205 | 0.00126 |  | 0 | 0 | 0 | 0 | 0 | 0
117495 | BLK ISL WIND | 0.9 | 101 | 1410 | 0 | 0 | 0 | 0 | 0 | 0 | 0.00359 | 0.00342 | 0.00342 | 0.00343 | 0.00286 | 0.00338 |  | 0 | 0 | 0 | 0 | 0 | 0
997339 | SUN_W KING~1 | 115 | 101 | 1410 | 0 | 0 | 0 | 0 | 0 | 0 | 0.00359 | 0.00343 | 0.00343 | 0.00343 | 0.00286 | 0.00339 |  | 0 | 0 | 0 | 0 | 0 | 0
999038 | BAT_KILLIN~1 | 345 | 101 | 1630 | 0 | 0 | 0 | 0 | 0 | 0 | 0.00416 | 0.004 | 0.004 | 0.00405 | 0.00371 | 0.00461 |  | 0 | 0 | 0 | 0 | 0 | 0
121513 | LAKE ROAD_C1 | 21 | 101 | 1633 | 269.79 | 0 | 269.79 | 269.79 | 0 | 0 | 0.00421 | 0.00404 | 0.00404 | 0.00409 | 0.00377 | 0.00476 |  | 0 | 0 | 0 | 0 | 0 | 0
121514 | LAKE ROAD_C2 | 21 | 101 | 1633 | 275.21 | 0 | 275.21 | 275.21 | 0 | 0 | 0.00421 | 0.00404 | 0.00404 | 0.00409 | 0.00377 | 0.00476 |  | 0 | 0 | 0 | 0 | 0 | 0
121515 | LAKE ROAD_C3 | 21 | 101 | 1633 | 0.78 | 0 | 279 | 0.78 | 0 | 278.22 | 0.00421 | 0.00404 | 0.00404 | 0.00409 | 0.00377 | 0.00476 |  | 0 | 0 | 0 | 0 | 0 | 0
121517 | QP724 CT | 23.5 | 101 | 1633 | 341.24 | 0 | 393.67 | 341.24 | 0 | 52.43 | 0.00436 | 0.00419 | 0.00419 | 0.00425 | 0.00398 | 0.00529 |  | 0 | 0 | 0 | 0 | 0 | 0
121518 | QP724 ST | 16 | 101 | 1633 | 238.29 | 0 | 238.29 | 238.29 | 0 | 0 | 0.00436 | 0.00419 | 0.00419 | 0.00425 | 0.00398 | 0.00529 |  | 0 | 0 | 0 | 0 | 0 | 0
997305 | SUN_KENYON | 115 | 101 | 1410 | 0 | 0 | 0 | 0 | 0 | 0 | 0.00429 | 0.00405 | 0.00405 | 0.00409 | 0.00365 | 0.00544 |  | 0 | 0 | 0 | 0 | 0 | 0
999116 | SUN_N-BLOO~1 | 345 | 101 | 1670 | 0 | 0 | 0 | 0 | 0 | 0 | 0.00247 | 0.00286 | 0.00286 | 0.0032 | 0.00526 | 0.00717 |  | 0 | 0 | 0 | 0 | 0 | 0
117507 | STSK_GEN | 0.55 | 101 | 1410 | 0 | 0 | 0 | 0 | 0 | 0 | 0.00492 | 0.00461 | 0.00461 | 0.00469 | 0.00437 | 0.00729 |  | 0 | 0 | 0 | 0 | 0 | 0
997348 | SUN_WOOD R~1 | 115 | 101 | 1410 | 0 | 0 | 0 | 0 | 0 | 0 | 0.00492 | 0.00461 | 0.00461 | 0.00469 | 0.00437 | 0.00729 |  | 0 | 0 | 0 | 0 | 0 | 0
121526 | WOODSHILL_PV | 0.38 | 101 | 1634 | 0 | 0 | 0 | 0 | 0 | 0 | 0.00554 | 0.00522 | 0.00522 | 0.00535 | 0.00525 | 0.00881 |  | 0 | 0 | 0 | 0 | 0 | 0
121536 | QB_GEN | 0.42 | 101 | 1633 | 0 | 0 | 0 | 0 | 0 | 0 | 0.00555 | 0.00523 | 0.00523 | 0.00536 | 0.00526 | 0.00885 |  | 0 | 0 | 0 | 0 | 0 | 0
997458 | SUN_CHASE ~1 | 115 | 101 | 1410 | 0 | 0 | 0 | 0 | 0 | 0 | 0.00555 | 0.00518 | 0.00518 | 0.0053 | 0.00509 | 0.00917 |  | 0 | 0 | 0 | 0 | 0 | 0
999541 | SUN_BROOKL~1 | 115 | 101 | 1630 | 0 | 0 | 0 | 0 | 0 | 0 | 0.00609 | 0.00571 | 0.00571 | 0.00587 | 0.00586 | 0.0105 |  | 0 | 0 | 0 | 0 | 0 | 0
999682 | SUN_SHUNCK~1 | 115 | 101 | 1630 | 0 | 0 | 0 | 0 | 0 | 0 | 0.00631 | 0.00586 | 0.00586 | 0.00602 | 0.00595 | 0.01141 |  | 0 | 0 | 0 | 0 | 0 | 0
121638 | PAWCATCK SLR | 0.6 | 101 | 1634 | 0 | 0 | 0 | 0 | 0 | 0 | 0.00631 | 0.00587 | 0.00587 | 0.00603 | 0.00595 | 0.01142 |  | 0 | 0 | 0 | 0 | 0 | 0
121852 | RAINBOW HYD | 2.4 | 101 | 1654 | 0 | 0 | 0 | 0 | 0 | 0 | 0.00646 | 0.00639 | 0.00639 | 0.00675 | 0.00836 | 0.01298 |  | 0 | 0 | 0 | 0 | 0 | 0
121860 | HAMILTON GT | 13.8 | 101 | 1654 | 0 | 0 | 0 | 0 | 0 | 0 | 0.00646 | 0.00639 | 0.00639 | 0.00675 | 0.00836 | 0.01298 |  | 0 | 0 | 0 | 0 | 0 | 0
121865 | DEXTER CT | 13.8 | 101 | 1653 | 0 | 0 | 0 | 0 | 0 | 0 | 0.00646 | 0.00639 | 0.00639 | 0.00675 | 0.00836 | 0.01298 |  | 0 | 0 | 0 | 0 | 0 | 0
990002 | SUN_WINDSO~1 | 115 | 101 | 1650 | 0 | 0 | 0 | 0 | 0 | 0 | 0.00646 | 0.00639 | 0.00639 | 0.00675 | 0.00836 | 0.01298 |  | 0 | 0 | 0 | 0 | 0 | 0
990038 | SUN_BARBOU~1 | 115 | 101 | 1650 | 0 | 0 | 0 | 0 | 0 | 0 | 0.00646 | 0.00639 | 0.00639 | 0.00675 | 0.00836 | 0.01298 |  | 0 | 0 | 0 | 0 | 0 | 0
121559 | CONSTITUTION | 0.6 | 101 | 1634 | 0 | 0 | 0 | 0 | 0 | 0 | 0.00699 | 0.00651 | 0.00651 | 0.00672 | 0.00686 | 0.01323 |  | 0 | 0 | 0 | 0 | 0 | 0
121560 | PLAINFIELD | 13.8 | 101 | 1633 | 0 | 0 | 0 | 0 | 0 | 0 | 0.00699 | 0.00652 | 0.00652 | 0.00672 | 0.00687 | 0.01325 |  | 0 | 0 | 0 | 0 | 0 | 0
999562 | SUN_FRY BR~1 | 115 | 101 | 1630 | 0 | 0 | 0 | 0 | 0 | 0 | 0.00699 | 0.00652 | 0.00652 | 0.00672 | 0.00687 | 0.01325 |  | 0 | 0 | 0 | 0 | 0 | 0
999849 | FC_WILLIMA~1 | 115 | 101 | 1630 | 0 | 0 | 0 | 0 | 0 | 0 | 0.0075 | 0.00701 | 0.00701 | 0.00727 | 0.00772 | 0.01515 |  | 0 | 0 | 0 | 0 | 0 | 0
990290 | SUN_N-BLOO~1 | 115 | 101 | 1670 | 0 | 0 | 0 | 0 | 0 | 0 | 0.00616 | 0.00601 | 0.00601 | 0.00641 | 0.00811 | 0.01542 |  | 0 | 0 | 0 | 0 | 0 | 0
121587 | FOXWOODS G2 | 4.16 | 101 | 1634 | 0 | 0 | 0 | 0 | 0 | 0 | 0.00768 | 0.0071 | 0.0071 | 0.00733 | 0.00751 | 0.01547 |  | 0 | 0 | 0 | 0 | 0 | 0
999672 | BAT_MYSTIC~2 | 115 | 101 | 1630 | 0 | 0 | 0 | 0 | 0 | 0 | 0.00768 | 0.0071 | 0.0071 | 0.00734 | 0.00751 | 0.01547 |  | 0 | 0 | 0 | 0 | 0 | 0
121570 | TUNNEL JET | 13.2 | 101 | 1634 | 0 | 0 | 0 | 0 | 0 | 0 | 0.00803 | 0.00744 | 0.00744 | 0.00771 | 0.00803 | 0.01643 |  | 0 | 0 | 0 | 0 | 0 | 0
121571 | FUSION_GEN | 0.38 | 101 | 1634 | 0 | 0 | 0 | 0 | 0 | 0 | 0.00803 | 0.00744 | 0.00744 | 0.00771 | 0.00803 | 0.01643 |  | 0 | 0 | 0 | 0 | 0 | 0
121586 | FOXWOODS G1 | 4.16 | 101 | 1634 | 0 | 0 | 0 | 0 | 0 | 0 | 0.00803 | 0.00744 | 0.00744 | 0.00771 | 0.00803 | 0.01643 |  | 0 | 0 | 0 | 0 | 0 | 0
999583 | SUN_TUNNEL | 115 | 101 | 1630 | 0 | 0 | 0 | 0 | 0 | 0 | 0.00803 | 0.00744 | 0.00744 | 0.00771 | 0.00803 | 0.01643 |  | 0 | 0 | 0 | 0 | 0 | 0
121788 | LISBON | 4.16 | 101 | 1633 | 0 | 0 | 0 | 0 | 0 | 0 | 0.00814 | 0.00753 | 0.00753 | 0.00781 | 0.00815 | 0.01675 |  | 0 | 0 | 0 | 0 | 0 | 0
121579 | NORWICH JET | 13.8 | 101 | 1633 | 0 | 0 | 0 | 0 | 0 | 0 | 0.00834 | 0.00771 | 0.00771 | 0.00799 | 0.00835 | 0.01733 |  | 0 | 0 | 0 | 0 | 0 | 0
121590 | SECREC | 13.2 | 101 | 1633 | 0 | 0 | 0 | 0 | 0 | 0 | 0.00834 | 0.00771 | 0.00771 | 0.00799 | 0.00835 | 0.01733 |  | 0 | 0 | 0 | 0 | 0 | 0
121931 | RIVERSIDE PF | 23 | 101 | 1672 | 0 | 0 | 0 | 0 | 0 | 0 | 0.00815 | 0.00774 | 0.00774 | 0.00816 | 0.00959 | 0.01894 |  | 0 | 0 | 0 | 0 | 0 | 0
121943 | S-MEADOW_G5 | 11.5 | 101 | 1673 | 0 | 0 | 0 | 0 | 0 | 0 | 0.00819 | 0.00777 | 0.00777 | 0.00819 | 0.00962 | 0.01906 |  | 0 | 0 | 0 | 0 | 0 | 0
121944 | S-MEADOW_G6 | 11.5 | 101 | 1673 | 0 | 0 | 0 | 0 | 0 | 0 | 0.00819 | 0.00777 | 0.00777 | 0.00819 | 0.00962 | 0.01906 |  | 0 | 0 | 0 | 0 | 0 | 0
121964 | CDECCA_CT | 13.8 | 101 | 1673 | 0 | 0 | 0 | 0 | 0 | 0 | 0.00814 | 0.00771 | 0.00771 | 0.00814 | 0.00961 | 0.01949 |  | 0 | 0 | 0 | 0 | 0 | 0
121965 | CDECCA_ST | 13.2 | 101 | 1673 | 0 | 0 | 0 | 0 | 0 | 0 | 0.00814 | 0.00771 | 0.00771 | 0.00814 | 0.00961 | 0.01949 |  | 0 | 0 | 0 | 0 | 0 | 0
121647 | MONTVILLE | 2.4 | 101 | 1633 | 0 | 0 | 0 | 0 | 0 | 0 | 0.00942 | 0.00867 | 0.00867 | 0.00901 | 0.00951 | 0.0206 |  | 0 | 0 | 0 | 0 | 0 | 0
121645 | MONTVILLE_G5 | 13.8 | 101 | 1633 | 0 | 0 | 0 | 0 | 0 | 0 | 0.00984 | 0.00904 | 0.00904 | 0.0094 | 0.00996 | 0.02186 |  | 0 | 0 | 0 | 0 | 0 | 0
121646 | MONTVILLE_G6 | 22 | 101 | 1633 | 24.5 | 0 | 410 | 24.5 | 0 | 385.5 | 0.00984 | 0.00904 | 0.00904 | 0.0094 | 0.00996 | 0.02186 |  | 0 | 0 | 0 | 0 | 0 | 0
121835 | RAND WHITNEY | 13.8 | 101 | 1634 | 0 | 0 | 0 | 0 | 0 | 0 | 0.00984 | 0.00904 | 0.00904 | 0.0094 | 0.00996 | 0.02186 |  | 0 | 0 | 0 | 0 | 0 | 0
999718 | WND_MONTVI~1 | 115 | 101 | 1630 | 0 | 0 | 0 | 0 | 0 | 0 | 0.00984 | 0.00904 | 0.00904 | 0.0094 | 0.00996 | 0.02186 |  | 0 | 0 | 0 | 0 | 0 | 0
999768 | SUN_WATERF~1 | 115 | 101 | 1630 | 0 | 0 | 0 | 0 | 0 | 0 | 0.00984 | 0.00904 | 0.00904 | 0.0094 | 0.00996 | 0.02186 |  | 0 | 0 | 0 | 0 | 0 | 0
122154 | SIMSBURY SLR | 0.38 | 101 | 1694 | 0 | 0 | 0 | 0 | 0 | 0 | 0.00903 | 0.00844 | 0.00844 | 0.00891 | 0.0104 | 0.02266 |  | 0 | 0 | 0 | 0 | 0 | 0
990307 | SUN_NE-SIM~1 | 115 | 101 | 1690 | 0 | 0 | 0 | 0 | 0 | 0 | 0.00903 | 0.00844 | 0.00844 | 0.00891 | 0.0104 | 0.02266 |  | 0 | 0 | 0 | 0 | 0 | 0
121656 | MILLSTONE_G2 | 24 | 101 | 1633 | 934.5 | 0 | 934.5 | 934.5 | 0 | 0 | 0.01044 | 0.00959 | 0.00959 | 0.01 | 0.01077 | 0.0238 |  | 0 | 0 | 0 | 0 | 0 | 0
121657 | MILLSTONE_G3 | 24 | 101 | 1633 | 1283 | 0 | 1283 | 1283 | 0 | 0 | 0.01044 | 0.00959 | 0.00959 | 0.01 | 0.01077 | 0.0238 |  | 0 | 0 | 0 | 0 | 0 | 0
999194 | NUC_MILLST~1 | 345 | 101 | 1630 | 0 | 0 | 0 | 0 | 0 | 0 | 0.01044 | 0.00959 | 0.00959 | 0.01 | 0.01077 | 0.0238 |  | 0 | 0 | 0 | 0 | 0 | 0
122041 | MIDDLETWN_G2 | 13.8 | 101 | 1713 | 121.29 | 0 | 121.29 | 121.29 | 0 | 0 | 0.01204 | 0.011 | 0.011 | 0.01151 | 0.01256 | 0.02878 |  | 0 | 0 | 0 | 0 | 0 | 0
122042 | MIDDLETWN_G3 | 22 | 101 | 1713 | 231.71 | 0 | 231.71 | 231.71 | 0 | 0 | 0.01204 | 0.011 | 0.011 | 0.01151 | 0.01256 | 0.02878 |  | 0 | 0 | 0 | 0 | 0 | 0
122044 | MIDDLETWN_10 | 13.2 | 101 | 1713 | 0 | 0 | 0 | 0 | 0 | 0 | 0.01204 | 0.011 | 0.011 | 0.01151 | 0.01256 | 0.02878 |  | 0 | 0 | 0 | 0 | 0 | 0
122030 | KLEEN_C1 | 16.5 | 101 | 1713 | 180.65 | 0 | 180.65 | 180.65 | 0 | 0 | 0.01275 | 0.0116 | 0.0116 | 0.01212 | 0.01309 | 0.03051 |  | 0 | 0 | 0 | 0 | 0 | 0
122031 | KLEEN_C2 | 16.5 | 101 | 1713 | 180.65 | 0 | 180.65 | 180.65 | 0 | 0 | 0.01275 | 0.0116 | 0.0116 | 0.01212 | 0.01309 | 0.03051 |  | 0 | 0 | 0 | 0 | 0 | 0
122032 | KLEEN_S1 | 18 | 101 | 1713 | 258.7 | 0 | 258.7 | 258.7 | 0 | 0 | 0.01275 | 0.0116 | 0.0116 | 0.01212 | 0.01309 | 0.03051 |  | 0 | 0 | 0 | 0 | 0 | 0
122043 | MIDDLETWN_G4 | 22 | 101 | 1713 | 402 | 0 | 402 | 402 | 0 | 0 | 0.01385 | 0.01254 | 0.01254 | 0.01308 | 0.01397 | 0.03344 |  | 0 | 0 | 0 | 0 | 0 | 0
122046 | MIDDLETWN_12 | 13.8 | 101 | 1713 | 0 | 0 | 0 | 0 | 0 | 0 | 0.01385 | 0.01254 | 0.01254 | 0.01308 | 0.01397 | 0.03344 |  | 0 | 0 | 0 | 0 | 0 | 0
122047 | MIDDLETWN_13 | 13.8 | 101 | 1713 | 0 | 0 | 0 | 0 | 0 | 0 | 0.01385 | 0.01254 | 0.01254 | 0.01308 | 0.01397 | 0.03344 |  | 0 | 0 | 0 | 0 | 0 | 0
122048 | MIDDLETWN_14 | 13.8 | 101 | 1713 | 0 | 0 | 0 | 0 | 0 | 0 | 0.01385 | 0.01254 | 0.01254 | 0.01308 | 0.01397 | 0.03344 |  | 0 | 0 | 0 | 0 | 0 | 0
122049 | MIDDLETWN_15 | 13.8 | 101 | 1713 | 0 | 0 | 0 | 0 | 0 | 0 | 0.01385 | 0.01254 | 0.01254 | 0.01308 | 0.01397 | 0.03344 |  | 0 | 0 | 0 | 0 | 0 | 0
990488 | NG_BLACK R~1 | 115 | 101 | 1670 | 0 | 0 | 0 | 0 | 0 | 0 | 0.01408 | 0.01273 | 0.01273 | 0.01331 | 0.01431 | 0.03454 |  | 0 | 0 | 0 | 0 | 0 | 0
123635 | HALVARSSON | 192 | 101 | 1830 | 0 | 0 | 0 | 0 | 0 | 0 | 0.01574 | 0.01413 | 0.01413 | 0.01474 | 0.01555 | 0.03853 |  | 0 | 0 | 0 | 0 | 0 | 0
122417 | BRANFORD JET | 13.8 | 101 | 1734 | 0 | 0 | 0 | 0 | 0 | 0 | 0.01645 | 0.01474 | 0.01474 | 0.01537 | 0.01615 | 0.04049 |  | 0 | 0 | 0 | 0 | 0 | 0
123653 | NEW HAVN HBR | 22 | 101 | 1823 | 0 | 0 | 0 | 0 | 0 | 0 | 0.01681 | 0.01505 | 0.01505 | 0.01569 | 0.01645 | 0.04145 |  | 0 | 0 | 0 | 0 | 0 | 0
123655 | NHHP G2 | 13.8 | 101 | 1823 | 0 | 0 | 0 | 0 | 0 | 0 | 0.01681 | 0.01505 | 0.01505 | 0.01569 | 0.01645 | 0.04145 |  | 0 | 0 | 0 | 0 | 0 | 0
123656 | NHHP G3-4 | 13.8 | 101 | 1823 | 0 | 0 | 0 | 0 | 0 | 0 | 0.01681 | 0.01505 | 0.01505 | 0.01569 | 0.01645 | 0.04145 |  | 0 | 0 | 0 | 0 | 0 | 0
123128 | YALE DG 1 | 13.8 | 101 | 1804 | 0 | 0 | 0 | 0 | 0 | 0 | 0.01721 | 0.01539 | 0.01539 | 0.01604 | 0.01678 | 0.04251 |  | 0 | 0 | 0 | 0 | 0 | 0
123129 | YALE DG 2 | 13.8 | 101 | 1804 | 0 | 0 | 0 | 0 | 0 | 0 | 0.01721 | 0.01539 | 0.01539 | 0.01604 | 0.01678 | 0.04251 |  | 0 | 0 | 0 | 0 | 0 | 0
122448 | WALLINGFRDG1 | 13.8 | 101 | 1733 | 0 | 0 | 0 | 0 | 0 | 0 | 0.01719 | 0.01537 | 0.01537 | 0.01602 | 0.01678 | 0.04252 |  | 0 | 0 | 0 | 0 | 0 | 0
122449 | WALLINGFRDG2 | 13.8 | 101 | 1733 | 0 | 0 | 0 | 0 | 0 | 0 | 0.01719 | 0.01537 | 0.01537 | 0.01602 | 0.01678 | 0.04252 |  | 0 | 0 | 0 | 0 | 0 | 0
122450 | WALLINGFRDG3 | 13.8 | 101 | 1733 | 0 | 0 | 0 | 0 | 0 | 0 | 0.01719 | 0.01537 | 0.01537 | 0.01602 | 0.01678 | 0.04252 |  | 0 | 0 | 0 | 0 | 0 | 0
122451 | WALLINGFRDG4 | 13.8 | 101 | 1733 | 0 | 0 | 0 | 0 | 0 | 0 | 0.01719 | 0.01537 | 0.01537 | 0.01602 | 0.01678 | 0.04252 |  | 0 | 0 | 0 | 0 | 0 | 0
122452 | WALLINGFRDG5 | 13.8 | 101 | 1733 | 0 | 0 | 0 | 0 | 0 | 0 | 0.01719 | 0.01537 | 0.01537 | 0.01602 | 0.01678 | 0.04252 |  | 0 | 0 | 0 | 0 | 0 | 0
122453 | WALLINGFRDG6 | 13.8 | 101 | 1733 | 0 | 0 | 0 | 0 | 0 | 0 | 0.01719 | 0.01537 | 0.01537 | 0.01602 | 0.01678 | 0.04252 |  | 0 | 0 | 0 | 0 | 0 | 0
122454 | WALLINGFRDG7 | 13.8 | 101 | 1733 | 0 | 0 | 0 | 0 | 0 | 0 | 0.01719 | 0.01537 | 0.01537 | 0.01602 | 0.01678 | 0.04252 |  | 0 | 0 | 0 | 0 | 0 | 0
122542 | A.L. PIERCE | 13.8 | 101 | 1733 | 0 | 0 | 0 | 0 | 0 | 0 | 0.01719 | 0.01537 | 0.01537 | 0.01602 | 0.01678 | 0.04252 |  | 0 | 0 | 0 | 0 | 0 | 0
990740 | SUN_WALLIN~1 | 115 | 101 | 1730 | 0 | 0 | 0 | 0 | 0 | 0 | 0.01719 | 0.01537 | 0.01537 | 0.01602 | 0.01678 | 0.04252 |  | 0 | 0 | 0 | 0 | 0 | 0
122272 | FORESTVILLE | 13.8 | 101 | 1692 | 0 | 0 | 0 | 0 | 0 | 0 | 0.01792 | 0.01599 | 0.01599 | 0.01666 | 0.0174 | 0.04456 |  | 0 | 0 | 0 | 0 | 0 | 0
122173 | FRANKLIN DR | 13.2 | 101 | 1692 | 0 | 0 | 0 | 0 | 0 | 0 | 0.01858 | 0.01651 | 0.01651 | 0.01723 | 0.01801 | 0.04676 |  | 0 | 0 | 0 | 0 | 0 | 0
122469 | DEVON #10 | 13.8 | 101 | 1733 | 0 | 0 | 0 | 0 | 0 | 0 | 0.02011 | 0.01785 | 0.01785 | 0.01859 | 0.01921 | 0.05031 |  | 0 | 0 | 0 | 0 | 0 | 0
122476 | DEVON #15-16 | 13.8 | 101 | 1733 | 93.8 | 0 | 93.8 | 93.8 | 0 | 0 | 0.02011 | 0.01785 | 0.01785 | 0.01859 | 0.01921 | 0.05031 |  | 0 | 0 | 0 | 0 | 0 | 0
122477 | DEVON #17-18 | 13.8 | 101 | 1733 | 73.07 | 0 | 93.8 | 73.07 | 0 | 20.73 | 0.02011 | 0.01785 | 0.01785 | 0.01859 | 0.01921 | 0.05031 |  | 0 | 0 | 0 | 0 | 0 | 0
122481 | MILFORD_C1 | 21 | 101 | 1733 | 267.7 | 0 | 267.7 | 267.7 | 0 | 0 | 0.02095 | 0.01856 | 0.01856 | 0.01933 | 0.01991 | 0.05258 |  | 0 | 0 | 0 | 0 | 0 | 0
122482 | MILFORD_C2 | 21 | 101 | 1733 | 267.7 | 0 | 267.7 | 267.7 | 0 | 0 | 0.02095 | 0.01856 | 0.01856 | 0.01933 | 0.01991 | 0.05258 |  | 0 | 0 | 0 | 0 | 0 | 0
993313 | NG_CONGRES~1 | 115 | 101 | 1800 | 0 | 0 | 0 | 0 | 0 | 0 | 0.0212 | 0.01877 | 0.01877 | 0.01954 | 0.02012 | 0.05323 |  | 0 | 0 | 0 | 0 | 0 | 0
122583 | WATERBURY_G | 13.8 | 101 | 1733 | 97.91 | 0 | 97.91 | 97.91 | 0 | 0 | 0.02115 | 0.01872 | 0.01872 | 0.0195 | 0.0201 | 0.05324 |  | 0 | 0 | 0 | 0 | 0 | 0
123642 | BRPT HRBR 4 | 13.8 | 101 | 1803 | 0 | 0 | 0 | 0 | 0 | 0 | 0.02135 | 0.0189 | 0.0189 | 0.01967 | 0.02024 | 0.05363 |  | 0 | 0 | 0 | 0 | 0 | 0
122586 | TOWANTIC C1 | 18 | 101 | 1733 | 248.66 | 0 | 248.66 | 248.66 | 0 | 0 | 0.02131 | 0.01886 | 0.01886 | 0.01964 | 0.02023 | 0.05366 |  | 0 | 0 | 0 | 0 | 0 | 0
122587 | TOWANTIC C2 | 18 | 101 | 1733 | 250.92 | 0 | 250.92 | 250.92 | 0 | 0 | 0.02131 | 0.01886 | 0.01886 | 0.01964 | 0.02023 | 0.05366 |  | 0 | 0 | 0 | 0 | 0 | 0
122588 | TOWANTIC ST | 18 | 101 | 1733 | 250.92 | 0 | 250.92 | 250.92 | 0 | 0 | 0.02131 | 0.01886 | 0.01886 | 0.01964 | 0.02023 | 0.05366 |  | 0 | 0 | 0 | 0 | 0 | 0
122470 | DEVON #11 | 13.8 | 101 | 1733 | 33.12 | 0 | 33.12 | 33.12 | 0 | 0 | 0.02136 | 0.01891 | 0.01891 | 0.01968 | 0.02025 | 0.05368 |  | 0 | 0 | 0 | 0 | 0 | 0
122471 | DEVON #12 | 13.8 | 101 | 1733 | 33.12 | 0 | 33.12 | 33.12 | 0 | 0 | 0.02136 | 0.01891 | 0.01891 | 0.01968 | 0.02025 | 0.05368 |  | 0 | 0 | 0 | 0 | 0 | 0
122472 | DEVON #13 | 13.8 | 101 | 1733 | 33.12 | 0 | 33.12 | 33.12 | 0 | 0 | 0.02136 | 0.01891 | 0.01891 | 0.01968 | 0.02025 | 0.05368 |  | 0 | 0 | 0 | 0 | 0 | 0
122473 | DEVON #14 | 13.8 | 101 | 1733 | 33.12 | 0 | 33.12 | 33.12 | 0 | 0 | 0.02136 | 0.01891 | 0.01891 | 0.01968 | 0.02025 | 0.05368 |  | 0 | 0 | 0 | 0 | 0 | 0
990812 | BAT_DEVON-1 | 115 | 101 | 1730 | 0 | 0 | 0 | 0 | 0 | 0 | 0.02136 | 0.01891 | 0.01891 | 0.01968 | 0.02025 | 0.05368 |  | 0 | 0 | 0 | 0 | 0 | 0
123643 | BRPT RESCO_G | 13.8 | 101 | 1803 | 59.65 | 0 | 59.65 | 59.65 | 0 | 0 | 0.02146 | 0.01899 | 0.01899 | 0.01977 | 0.02034 | 0.05394 |  | 0 | 0 | 0 | 0 | 0 | 0
123149 | SIKORSKY | 13.8 | 101 | 1804 | 0 | 0 | 0 | 0 | 0 | 0 | 0.02156 | 0.01908 | 0.01908 | 0.01986 | 0.02043 | 0.05424 |  | 0 | 0 | 0 | 0 | 0 | 0
123147 | DERBY DAM HY | 4.16 | 101 | 1804 | 0 | 0 | 0 | 0 | 0 | 0 | 0.02166 | 0.01916 | 0.01916 | 0.01995 | 0.02051 | 0.05453 |  | 0 | 0 | 0 | 0 | 0 | 0
993146 | NG_INDIAN ~1 | 13.8 | 101 | 1802 | 0 | 0 | 0 | 0 | 0 | 0 | 0.02166 | 0.01916 | 0.01916 | 0.01995 | 0.02051 | 0.05453 |  | 0 | 0 | 0 | 0 | 0 | 0
999389 | BAT_EAST D~1 | 345 | 101 | 1730 | 0 | 0 | 0 | 0 | 0 | 0 | 0.02215 | 0.01958 | 0.01958 | 0.02038 | 0.0209 | 0.05575 |  | 0 | 0 | 0 | 0 | 0 | 0
122625 | STEVENSON HY | 6.6 | 101 | 1733 | 21.67 | 0 | 21.67 | 21.67 | 0 | 0 | 0.02236 | 0.01976 | 0.01976 | 0.02057 | 0.0211 | 0.05643 |  | 0 | 0 | 0 | 0 | 0 | 0
123628 | BRPT HRBR 5C | 25 | 101 | 1803 | 315.72 | 0 | 315.72 | 315.72 | 0 | 0 | 0.0227 | 0.02005 | 0.02005 | 0.02086 | 0.02136 | 0.05724 |  | 0 | 0 | 0 | 0 | 0 | 0
123629 | BRPT HRBR 5S | 18 | 101 | 1803 | 168.58 | 0 | 168.58 | 168.58 | 0 | 0 | 0.0227 | 0.02005 | 0.02005 | 0.02086 | 0.02136 | 0.05724 |  | 0 | 0 | 0 | 0 | 0 | 0
123641 | BRPT EN 10ST | 16 | 101 | 1803 | 152.8 | 0 | 152.8 | 152.8 | 0 | 0 | 0.0227 | 0.02005 | 0.02005 | 0.02086 | 0.02136 | 0.05724 |  | 0 | 0 | 0 | 0 | 0 | 0
123644 | BRPT EN 11CT | 16 | 101 | 1803 | 165.6 | 0 | 165.6 | 165.6 | 0 | 0 | 0.0227 | 0.02005 | 0.02005 | 0.02086 | 0.02136 | 0.05724 |  | 0 | 0 | 0 | 0 | 0 | 0
123645 | BRPT EN 12CT | 16 | 101 | 1803 | 165.6 | 0 | 165.6 | 165.6 | 0 | 0 | 0.0227 | 0.02005 | 0.02005 | 0.02086 | 0.02136 | 0.05724 |  | 0 | 0 | 0 | 0 | 0 | 0
993626 | DFO NG_SIN~1 | 345 | 101 | 1810 | 0 | 0 | 0 | 0 | 0 | 0 | 0.0227 | 0.02005 | 0.02005 | 0.02086 | 0.02136 | 0.05724 |  | 0 | 0 | 0 | 0 | 0 | 0
122889 | GLENBROOK_S1 | 14.6 | 101 | 1752 | 0 | 0 | 0 | 0 | 0 | 0 | 0.02293 | 0.02025 | 0.02025 | 0.02107 | 0.02157 | 0.05788 |  | 0 | 0 | 0 | 0 | 0 | 0
122890 | GLENBROOK_S2 | 14.6 | 101 | 1752 | 0 | 0 | 0 | 0 | 0 | 0 | 0.02293 | 0.02025 | 0.02025 | 0.02107 | 0.02157 | 0.05788 |  | 0 | 0 | 0 | 0 | 0 | 0
122911 | WATERSIDE_G | 13.8 | 101 | 1753 | 0 | 0 | 0 | 0 | 0 | 0 | 0.02293 | 0.02025 | 0.02025 | 0.02107 | 0.02157 | 0.05788 |  | 0 | 0 | 0 | 0 | 0 | 0
122933 | COSCOB_GEN | 13.8 | 101 | 1753 | 0 | 0 | 0 | 0 | 0 | 0 | 0.02293 | 0.02025 | 0.02025 | 0.02107 | 0.02157 | 0.05788 |  | 0 | 0 | 0 | 0 | 0 | 0
122648 | BULLS BRIDGE | 1.15 | 101 | 1734 | 0 | 0 | 0 | 0 | 0 | 0 | 0.02341 | 0.02065 | 0.02065 | 0.02149 | 0.02199 | 0.05926 |  | 0 | 0 | 0 | 0 | 0 | 0
122657 | ROCKY RIVER | 13.8 | 101 | 1732 | 29.35 | 0 | 29.35 | 29.35 | 0 | 0 | 0.02341 | 0.02065 | 0.02065 | 0.02149 | 0.02199 | 0.05926 |  | 0 | 0 | 0 | 0 | 0 | 0
122660 | KIMB CLARK_G | 13.8 | 101 | 1734 | 12.02 | 0 | 12.02 | 12.02 | 0 | 0 | 0.02341 | 0.02065 | 0.02065 | 0.02149 | 0.02199 | 0.05926 |  | 0 | 0 | 0 | 0 | 0 | 0
991172 | SUN_ROCKY ~1 | 115 | 101 | 1730 | 0 | 0 | 0 | 0 | 0 | 0 | 0.02341 | 0.02065 | 0.02065 | 0.02149 | 0.02199 | 0.05926 |  | 0 | 0 | 0 | 0 | 0 | 0
122184 | TORRINGTON T | 13.8 | 101 | 1693 | 0 | 0 | 0 | 0 | 0 | 0 | 0.02346 | 0.02049 | 0.02049 | 0.02136 | 0.02183 | 0.05963 |  | 0 | 0 | 0 | 0 | 0 | 0
122196 | FALLS VILLGE | 6.6 | 101 | 1693 | 0 | 0 | 0 | 0 | 0 | 0 | 0.02346 | 0.02049 | 0.02049 | 0.02136 | 0.02183 | 0.05963 |  | 0 | 0 | 0 | 0 | 0 | 0
122690 | SHEPAUG HYD | 13.8 | 101 | 1734 | 42.95 | 0 | 42.95 | 42.95 | 0 | 0 | 0.02519 | 0.02216 | 0.02216 | 0.02306 | 0.02347 | 0.06397 |  | 0 | 0 | 0 | 0 | 0 | 0
122700 | STONY HIL_SC | 12.5 | 101 | 1733 | 0 | 0 | 0 | 0 | 0 | 0 | 0.02542 | 0.02236 | 0.02236 | 0.02326 | 0.02366 | 0.0646 |  | 0 | 0 | 0 | 0 | 0 | 0
911560 | NYNE_BWLN | 345 | 102 | 12 | 120.67 | 0 | 466.67 | 120.67 | 0 | 346 | 0.04787 | 0.04133 | 0.04133 | 0.04292 | 0.04225 | 0.12472 |  | 0 | 0 | 0 | 0 | 0 | 0
926260 | NYPA - CMR | 345 | 102 | 12 | 0 | 0 | 0 | 0 | 0 | 0 | 0.04787 | 0.04133 | 0.04133 | 0.04292 | 0.04225 | 0.12472 |  | 0 | 0 | 0 | 0 | 0 | 0
926261 | NYPA - VT | 345 | 102 | 12 | 0 | 0 | 0 | 0 | 0 | 0 | 0.04787 | 0.04133 | 0.04133 | 0.04292 | 0.04225 | 0.12472 |  | 0 | 0 | 0 | 0 | 0 | 0
102125 | S_WTRVL_D | 12 | 101 | 112 | 0 | 0 | 0 | 0 | 0 | 0 | 0.0517 | 0.04426 | 0.04426 | 0.04603 | 0.04476 | 0.13456 |  | 0 | 0 | 0 | 0 | 0 | 0
107326 | HG_CONVRTR_N | 120 | 101 | 703 | 0 | 0 | 0 | 0 | 0 | 0 | 0.0517 | 0.04426 | 0.04426 | 0.04603 | 0.04476 | 0.13456 |  | 0 | 0 | 0 | 0 | 0 | 0
108955 | BELDENS1 | 2.4 | 101 | 704 | 0 | 0 | 0 | 0 | 0 | 0 | 0.0517 | 0.04426 | 0.04426 | 0.04603 | 0.04476 | 0.13456 |  | 0 | 0 | 0 | 0 | 0 | 0
109049 | CARVER FALLS | 2.3 | 101 | 704 | 0 | 0 | 0 | 0 | 0 | 0 | 0.0517 | 0.04426 | 0.04426 | 0.04603 | 0.04476 | 0.13456 |  | 0 | 0 | 0 | 0 | 0 | 0
109077 | E PITTSFORD | 2.3 | 101 | 704 | 0 | 0 | 0 | 0 | 0 | 0 | 0.0517 | 0.04426 | 0.04426 | 0.04603 | 0.04476 | 0.13456 |  | 0 | 0 | 0 | 0 | 0 | 0
109092 | MIDDLESEX_G | 2.4 | 101 | 704 | 0 | 0 | 0 | 0 | 0 | 0 | 0.0517 | 0.04426 | 0.04426 | 0.04603 | 0.04476 | 0.13456 |  | 0 | 0 | 0 | 0 | 0 | 0
109101 | SALISBURY | 7.2 | 101 | 704 | 0 | 0 | 0 | 0 | 0 | 0 | 0.0517 | 0.04426 | 0.04426 | 0.04603 | 0.04476 | 0.13456 |  | 0 | 0 | 0 | 0 | 0 | 0
109105 | MIDDLEBURY_H | 6.44 | 101 | 704 | 0 | 0 | 0 | 0 | 0 | 0 | 0.0517 | 0.04426 | 0.04426 | 0.04603 | 0.04476 | 0.13456 |  | 0 | 0 | 0 | 0 | 0 | 0
109130 | SMITH FALLS | 4.16 | 101 | 704 | 0 | 0 | 0 | 0 | 0 | 0 | 0.0517 | 0.04426 | 0.04426 | 0.04603 | 0.04476 | 0.13456 |  | 0 | 0 | 0 | 0 | 0 | 0
109139 | DEWEY MILLS | 4.16 | 101 | 704 | 0 | 0 | 0 | 0 | 0 | 0 | 0.0517 | 0.04426 | 0.04426 | 0.04603 | 0.04476 | 0.13456 |  | 0 | 0 | 0 | 0 | 0 | 0
109143 | CAVENDISH_D2 | 12.5 | 101 | 704 | 0 | 0 | 0 | 0 | 0 | 0 | 0.0517 | 0.04426 | 0.04426 | 0.04603 | 0.04476 | 0.13456 |  | 0 | 0 | 0 | 0 | 0 | 0
109190 | GRANITE SC1 | 13.8 | 101 | 703 | 0 | 0 | 0 | 0 | 0 | 0 | 0.0517 | 0.04426 | 0.04426 | 0.04603 | 0.04476 | 0.13456 |  | 0 | 0 | 0 | 0 | 0 | 0
109200 | GRANITE SC2 | 13.8 | 101 | 703 | 0 | 0 | 0 | 0 | 0 | 0 | 0.0517 | 0.04426 | 0.04426 | 0.04603 | 0.04476 | 0.13456 |  | 0 | 0 | 0 | 0 | 0 | 0
109251 | GAGE | 2.4 | 101 | 704 | 0 | 0 | 0 | 0 | 0 | 0 | 0.0517 | 0.04426 | 0.04426 | 0.04603 | 0.04476 | 0.13456 |  | 0 | 0 | 0 | 0 | 0 | 0
111110 | PUTNAM 1 | 13.8 | 101 | 1012 | 0 | 0 | 0 | 0 | 0 | 0 | 0.0517 | 0.04426 | 0.04426 | 0.04603 | 0.04476 | 0.13456 |  | 0 | 0 | 0 | 0 | 0 | 0
114050 | MALDEN MLS_T | 23 | 101 | 1120 | 0 | 0 | 0 | 0 | 0 | 0 | 0.0517 | 0.04426 | 0.04426 | 0.04603 | 0.04476 | 0.13456 |  | 0 | 0 | 0 | 0 | 0 | 0
116569 | TILSON-1113 | 13.8 | 101 | 1372 | 0 | 0 | 0 | 0 | 0 | 0 | 0.0517 | 0.04426 | 0.04426 | 0.04603 | 0.04476 | 0.13456 |  | 0 | 0 | 0 | 0 | 0 | 0
121744 | UCONN COGEN | 13.8 | 101 | 1634 | 0 | 0 | 0 | 0 | 0 | 0 | 0.0517 | 0.04426 | 0.04426 | 0.04603 | 0.04476 | 0.13456 |  | 0 | 0 | 0 | 0 | 0 | 0
911554 | NYNE_OSWG | 345 | 102 | 12 | 120.67 | 0 | 466.67 | 120.67 | 0 | 346 | 0.05547 | 0.04673 | 0.04673 | 0.04873 | 0.04636 | 0.14371 |  | 0 | 0 | 0 | 0 | 0 | 0
911531 | NYNE_GILB | 345 | 102 | 12 | 120.67 | 0 | 466.67 | 120.67 | 0 | 346 | 0.05641 | 0.04906 | 0.04906 | 0.05086 | 0.05013 | 0.14798 |  | 0 | 0 | 0 | 0 | 0 | 0

## 116034 NE_393_NY 116023 BERKSHI
****** Plant Redispatch calculator ******* !!!! Please - edit only columns 'Status' & 'Pnew' !!!!!***
Flows
NN | LFCaseName | Monitored Element | [5 empty] | Contingency | Limit | FlowInit | FlowRes | FlowChange | Loading
1 |  | 116034 NE_393_NY 345 116023 BERKSHIRE 345 1 | [5 empty] | BF_SEBRK_941 | 1697 | 1131.8 | 1131.8 | 0 | 66.69%
2 |  | 116034 NE_393_NY 345 116023 BERKSHIRE 345 1 | [5 empty] | GN_SBRK | 1697 | 1153.9 | 1153.9 | 0 | 68%
3 |  | 116034 NE_393_NY 345 116023 BERKSHIRE 345 1 | [5 empty] | TF_SBRK_GSU | 1697 | 1137.3 | 1137.3 | 0 | 67.02%
4 |  | 116034 NE_393_NY 345 116023 BERKSHIRE 345 1 | [5 empty] | GN_MIL3 | 1697 | 1045.2 | 1045.2 | 0 | 61.59%
5 |  | 116034 NE_393_NY 345 116023 BERKSHIRE 345 1 | [5 empty] | Base Case | 1463 | 750.8 | 750.8 | 0 | 51.32%
6 |  | 116034 NE_393_NY 345 116023 BERKSHIRE 345 1 | [5 empty] | BF_SEBRK_169 | 1697 | 1135.2 | 1135.2 | 0 | 66.89%
Dispatch | [8 empty] | 0 | [8 empty] | 0 | 0 | 0 | 0 | 0 | 0
Bus# | Bus Name | Volt | Area | Zone | Pgen or Pload | PMin Gen | PMax Gen | Pnew | Pdelta | Pavail | Dfax_1 | Dfax_2 | Dfax_3 | Dfax_4 | Dfax_5 | Dfax_6 | --- | Impact_1 | Impact_2 | Impact_3 | Impact_4 | Impact_5 | Impact_6
999312 | Strata_Ber~1 | 115 | 101 | 1370 | 0 | 0 | 0 | 0 | 0 | 0 | -0.18132 | -0.18123 | -0.18123 | -0.18123 | -0.18123 | -0.18118 |  | 0 | 0 | 0 | 0 | 0 | 0
116608 | DOREEN JET | 13.2 | 101 | 1374 | 0 | 0 | 0 | 0 | 0 | 0 | -0.16441 | -0.16433 | -0.16433 | -0.16433 | -0.16433 | -0.16428 |  | 0 | 0 | 0 | 0 | 0 | 0
116618 | ALTRESCO_C1 | 13.8 | 101 | 1373 | 33.65 | 0 | 33.65 | 33.65 | 0 | 0 | -0.16431 | -0.16423 | -0.16423 | -0.16423 | -0.16423 | -0.16418 |  | 0 | 0 | 0 | 0 | 0 | 0
116619 | ALTRESCO_C2 | 13.8 | 101 | 1373 | 33.65 | 0 | 33.65 | 33.65 | 0 | 0 | -0.16431 | -0.16423 | -0.16423 | -0.16423 | -0.16423 | -0.16418 |  | 0 | 0 | 0 | 0 | 0 | 0
116620 | ALTRESCO_C3 | 13.8 | 101 | 1373 | 31.45 | 0 | 33.65 | 31.45 | 0 | 2.2 | -0.16431 | -0.16423 | -0.16423 | -0.16423 | -0.16423 | -0.16418 |  | 0 | 0 | 0 | 0 | 0 | 0
116621 | ALTRESCO_S4 | 13.8 | 101 | 1373 | 0 | 0 | 0 | 0 | 0 | 0 | -0.16431 | -0.16423 | -0.16423 | -0.16423 | -0.16423 | -0.16418 |  | 0 | 0 | 0 | 0 | 0 | 0
116638 | WOODLAND JET | 13.2 | 101 | 1374 | 0 | 0 | 0 | 0 | 0 | 0 | -0.14273 | -0.14266 | -0.14266 | -0.14266 | -0.14266 | -0.14261 |  | 0 | 0 | 0 | 0 | 0 | 0
116627 | BERKSHRE WND | 0.57 | 101 | 1374 | 0 | 0 | 0 | 0 | 0 | 0 | -0.13404 | -0.13396 | -0.13396 | -0.13396 | -0.13396 | -0.13391 |  | 0 | 0 | 0 | 0 | 0 | 0
996336 | SUN BAT_PA~2 | 115 | 101 | 1370 | 0 | 0 | 0 | 0 | 0 | 0 | -0.13404 | -0.13396 | -0.13396 | -0.13396 | -0.13396 | -0.13391 |  | 0 | 0 | 0 | 0 | 0 | 0
996625 | SUN BAT_PA~1 | 23 | 101 | 1372 | 0 | 0 | 0 | 0 | 0 | 0 | -0.13404 | -0.13396 | -0.13396 | -0.13396 | -0.13396 | -0.13391 |  | 0 | 0 | 0 | 0 | 0 | 0
116411 | NORTHFIELD 1 | 13.8 | 101 | 1373 | 292 | 0 | 292 | 292 | 0 | 0 | -0.13246 | -0.13228 | -0.13228 | -0.13228 | -0.13228 | -0.13224 |  | 0 | 0 | 0 | 0 | 0 | 0
116412 | NORTHFIELD 2 | 13.8 | 101 | 1373 | 292 | 0 | 292 | 292 | 0 | 0 | -0.13246 | -0.13228 | -0.13228 | -0.13228 | -0.13228 | -0.13224 |  | 0 | 0 | 0 | 0 | 0 | 0
116413 | NORTHFIELD 3 | 13.8 | 101 | 1373 | 292 | 0 | 292 | 292 | 0 | 0 | -0.13246 | -0.13228 | -0.13228 | -0.13228 | -0.13228 | -0.13224 |  | 0 | 0 | 0 | 0 | 0 | 0
116414 | NORTHFIELD 4 | 13.8 | 101 | 1373 | 292 | 0 | 292 | 292 | 0 | 0 | -0.13246 | -0.13228 | -0.13228 | -0.13228 | -0.13228 | -0.13224 |  | 0 | 0 | 0 | 0 | 0 | 0
113061 | PLEASANT-NEP | 23 | 101 | 1100 | 0 | 0 | 0 | 0 | 0 | 0 | -0.12994 | -0.12988 | -0.12988 | -0.12988 | -0.12988 | -0.12982 |  | 0 | 0 | 0 | 0 | 0 | 0
996284 | SUN_CUMBER~1 | 115 | 101 | 1370 | 0 | 0 | 0 | 0 | 0 | 0 | -0.11121 | -0.11112 | -0.11112 | -0.11112 | -0.11112 | -0.11108 |  | 0 | 0 | 0 | 0 | 0 | 0
116568 | TILSON-1044 | 13.8 | 101 | 1372 | 0 | 0 | 0 | 0 | 0 | 0 | -0.10273 | -0.10264 | -0.10264 | -0.10264 | -0.10264 | -0.10259 |  | 0 | 0 | 0 | 0 | 0 | 0
116578 | TURNERS FALS | 2.4 | 101 | 1374 | 0 | 0 | 0 | 0 | 0 | 0 | -0.10273 | -0.10264 | -0.10264 | -0.10264 | -0.10264 | -0.10259 |  | 0 | 0 | 0 | 0 | 0 | 0
116579 | CABOT HYDRO | 13.8 | 101 | 1373 | 64.66 | 0 | 64.66 | 64.66 | 0 | 0 | -0.10273 | -0.10264 | -0.10264 | -0.10264 | -0.10264 | -0.10259 |  | 0 | 0 | 0 | 0 | 0 | 0
996270 | SUN BAT_TI~1 | 115 | 101 | 1370 | 0 | 0 | 0 | 0 | 0 | 0 | -0.10273 | -0.10264 | -0.10264 | -0.10264 | -0.10264 | -0.10259 |  | 0 | 0 | 0 | 0 | 0 | 0
994946 | SUN_VERNON~2 | 115 | 101 | 99 | 0 | 0 | 0 | 0 | 0 | 0 | -0.10002 | -0.09966 | -0.09966 | -0.09966 | -0.09966 | -0.09965 |  | 0 | 0 | 0 | 0 | 0 | 0
997010 | HVDC_COOLI~1 | 345 | 101 | 700 | 0 | 0 | 0 | 0 | 0 | 0 | -0.09963 | -0.09929 | -0.09929 | -0.09929 | -0.09929 | -0.09929 |  | 0 | 0 | 0 | 0 | 0 | 0
997910 | SUN_VERNON~1 | 115 | 101 | 700 | 0 | 0 | 0 | 0 | 0 | 0 | -0.09946 | -0.0991 | -0.0991 | -0.0991 | -0.0991 | -0.0991 |  | 0 | 0 | 0 | 0 | 0 | 0
994935 | SUN_CHESTN~1 | 115 | 101 | 680 | 0 | 0 | 0 | 0 | 0 | 0 | -0.0986 | -0.09823 | -0.09823 | -0.09823 | -0.09823 | -0.09823 |  | 0 | 0 | 0 | 0 | 0 | 0
113085 | WENDELL DEP | 13.8 | 101 | 1100 | 0 | 0 | 0 | 0 | 0 | 0 | -0.09673 | -0.09664 | -0.09664 | -0.09664 | -0.09664 | -0.09659 |  | 0 | 0 | 0 | 0 | 0 | 0
993015 | SUN_WENDEL~1 | 115 | 101 | 1100 | 0 | 0 | 0 | 0 | 0 | 0 | -0.09673 | -0.09664 | -0.09664 | -0.09664 | -0.09664 | -0.09659 |  | 0 | 0 | 0 | 0 | 0 | 0
998476 | SUN_CARVER~1 | 46 | 101 | 802 | 0 | 0 | 0 | 0 | 0 | 0 | -0.09573 | -0.09539 | -0.09539 | -0.09539 | -0.09539 | -0.09539 |  | 0 | 0 | 0 | 0 | 0 | 0
108949 | BELDENS | 4.16 | 101 | 704 | 0 | 0 | 0 | 0 | 0 | 0 | -0.09546 | -0.09513 | -0.09513 | -0.09513 | -0.09513 | -0.09513 |  | 0 | 0 | 0 | 0 | 0 | 0
108951 | HUNTINGTON | 4.16 | 101 | 704 | 0 | 0 | 0 | 0 | 0 | 0 | -0.09546 | -0.09513 | -0.09513 | -0.09513 | -0.09513 | -0.09513 |  | 0 | 0 | 0 | 0 | 0 | 0
108953 | PROCTOR HYD | 4.16 | 101 | 704 | 0 | 0 | 0 | 0 | 0 | 0 | -0.09505 | -0.09472 | -0.09472 | -0.09472 | -0.09472 | -0.09472 |  | 0 | 0 | 0 | 0 | 0 | 0
109051 | GLEN HYDRO | 13.2 | 101 | 704 | 0 | 0 | 0 | 0 | 0 | 0 | -0.09442 | -0.09409 | -0.09409 | -0.09409 | -0.09409 | -0.09409 |  | 0 | 0 | 0 | 0 | 0 | 0
109079 | PATCH HYDRO | 2.3 | 101 | 704 | 0 | 0 | 0 | 0 | 0 | 0 | -0.09441 | -0.09407 | -0.09407 | -0.09407 | -0.09407 | -0.09407 |  | 0 | 0 | 0 | 0 | 0 | 0
109151 | COOL_PV_GEN | 0.6 | 101 | 703 | 0 | 0 | 0 | 0 | 0 | 0 | -0.09437 | -0.09402 | -0.09402 | -0.09402 | -0.09402 | -0.09403 |  | 0 | 0 | 0 | 0 | 0 | 0
109053 | RUTLAND GT | 13.2 | 101 | 704 | 0 | 0 | 0 | 0 | 0 | 0 | -0.09435 | -0.09402 | -0.09402 | -0.09402 | -0.09402 | -0.09402 |  | 0 | 0 | 0 | 0 | 0 | 0
109065 | RUT GT_D1_CR | 12.5 | 101 | 802 | 0 | 0 | 0 | 0 | 0 | 0 | -0.09435 | -0.09402 | -0.09402 | -0.09402 | -0.09402 | -0.09402 |  | 0 | 0 | 0 | 0 | 0 | 0
109107 | WEYBRDGE | 12.5 | 101 | 704 | 0 | 0 | 0 | 0 | 0 | 0 | -0.09263 | -0.09231 | -0.09231 | -0.09231 | -0.09231 | -0.09231 |  | 0 | 0 | 0 | 0 | 0 | 0
108992 | VERGENNES GN | 2.4 | 101 | 704 | 0 | 0 | 0 | 0 | 0 | 0 | -0.0914 | -0.09108 | -0.09108 | -0.09108 | -0.09108 | -0.09109 |  | 0 | 0 | 0 | 0 | 0 | 0
997790 | SUN_VERGEN~1 | 115 | 101 | 700 | 45.98 | 0 | 50 | 45.98 | 0 | 4.02 | -0.0914 | -0.09108 | -0.09108 | -0.09108 | -0.09108 | -0.09109 |  | 0 | 0 | 0 | 0 | 0 | 0
109103 | SILVERLAKE | 6.9 | 101 | 704 | 0 | 0 | 0 | 0 | 0 | 0 | -0.08927 | -0.08895 | -0.08895 | -0.08895 | -0.08895 | -0.08896 |  | 0 | 0 | 0 | 0 | 0 | 0
108884 | BURLINGTN_GT | 13.8 | 101 | 704 | 0 | 0 | 0 | 0 | 0 | 0 | -0.08627 | -0.08598 | -0.08598 | -0.08598 | -0.08598 | -0.08598 |  | 0 | 0 | 0 | 0 | 0 | 0
108988 | ESSEX DIESLS | 2.4 | 101 | 704 | 0 | 0 | 0 | 0 | 0 | 0 | -0.08148 | -0.08121 | -0.08121 | -0.08121 | -0.08121 | -0.08121 |  | 0 | 0 | 0 | 0 | 0 | 0
108990 | ESSEX HYDRO | 2.4 | 101 | 704 | 0 | 0 | 0 | 0 | 0 | 0 | -0.08148 | -0.08121 | -0.08121 | -0.08121 | -0.08121 | -0.08121 |  | 0 | 0 | 0 | 0 | 0 | 0
108891 | GORGE GT | 13.8 | 101 | 704 | 0 | 0 | 0 | 0 | 0 | 0 | -0.08144 | -0.08117 | -0.08117 | -0.08117 | -0.08117 | -0.08117 |  | 0 | 0 | 0 | 0 | 0 | 0
108986 | GORGE_HYDRO | 4.16 | 101 | 704 | 0 | 0 | 0 | 0 | 0 | 0 | -0.08144 | -0.08117 | -0.08117 | -0.08117 | -0.08117 | -0.08117 |  | 0 | 0 | 0 | 0 | 0 | 0
109160 | JC MCNEIL | 13.8 | 101 | 704 | 0 | 0 | 0 | 0 | 0 | 0 | -0.08142 | -0.08115 | -0.08115 | -0.08115 | -0.08115 | -0.08115 |  | 0 | 0 | 0 | 0 | 0 | 0
108875 | BED_WINOOSKI | 13.8 | 101 | 704 | 0 | 0 | 0 | 0 | 0 | 0 | -0.08138 | -0.08111 | -0.08111 | -0.08111 | -0.08111 | -0.08111 |  | 0 | 0 | 0 | 0 | 0 | 0
109227 | CLARK FALLS | 2.4 | 101 | 704 | 0 | 0 | 0 | 0 | 0 | 0 | -0.0781 | -0.07784 | -0.07784 | -0.07784 | -0.07784 | -0.07785 |  | 0 | 0 | 0 | 0 | 0 | 0
109226 | PETERSON_GEN | 4 | 101 | 704 | 0 | 0 | 0 | 0 | 0 | 0 | -0.07809 | -0.07783 | -0.07783 | -0.07783 | -0.07783 | -0.07783 |  | 0 | 0 | 0 | 0 | 0 | 0
109229 | MILTON_G | 2.3 | 101 | 704 | 0 | 0 | 0 | 0 | 0 | 0 | -0.07809 | -0.07783 | -0.07783 | -0.07783 | -0.07783 | -0.07783 |  | 0 | 0 | 0 | 0 | 0 | 0
108168 | GEORGIA MTN | 0.69 | 101 | 704 | 0 | 0 | 0 | 0 | 0 | 0 | -0.07803 | -0.07777 | -0.07777 | -0.07777 | -0.07777 | -0.07778 |  | 0 | 0 | 0 | 0 | 0 | 0
109228 | FAIRFAX FALS | 2.3 | 101 | 704 | 0 | 0 | 0 | 0 | 0 | 0 | -0.07771 | -0.07745 | -0.07745 | -0.07745 | -0.07745 | -0.07746 |  | 0 | 0 | 0 | 0 | 0 | 0
108893 | ASCUTNEY GT | 13.8 | 101 | 704 | 0 | 0 | 0 | 0 | 0 | 0 | -0.07762 | -0.07728 | -0.07728 | -0.07728 | -0.07728 | -0.0773 |  | 0 | 0 | 0 | 0 | 0 | 0
998265 | SUN_WINDSOR | 46 | 101 | 812 | 0 | 0 | 0 | 0 | 0 | 0 | -0.07689 | -0.07656 | -0.07656 | -0.07656 | -0.07656 | -0.07658 |  | 0 | 0 | 0 | 0 | 0 | 0
107324 | HG_CONVRTR_S | 115 | 101 | 703 | 0 | 0 | 0 | 0 | 0 | 0 | -0.07583 | -0.07557 | -0.07557 | -0.07557 | -0.07557 | -0.07558 |  | 0 | 0 | 0 | 0 | 0 | 0
911524 | HIGH_DGEN | 115 | 101 | 703 | 0 | 0 | 0 | 0 | 0 | 0 | -0.07583 | -0.07557 | -0.07557 | -0.07557 | -0.07557 | -0.07558 |  | 0 | 0 | 0 | 0 | 0 | 0
108894 | SWANTON GT | 13.8 | 101 | 704 | 0 | 0 | 0 | 0 | 0 | 0 | -0.07579 | -0.07554 | -0.07554 | -0.07554 | -0.07554 | -0.07555 |  | 0 | 0 | 0 | 0 | 0 | 0
109280 | SHELDON_G1 | 4.16 | 101 | 704 | 0 | 0 | 0 | 0 | 0 | 0 | -0.07579 | -0.07554 | -0.07554 | -0.07554 | -0.07554 | -0.07555 |  | 0 | 0 | 0 | 0 | 0 | 0
109281 | SHELDON_G2 | 4.16 | 101 | 704 | 0 | 0 | 0 | 0 | 0 | 0 | -0.07579 | -0.07554 | -0.07554 | -0.07554 | -0.07554 | -0.07555 |  | 0 | 0 | 0 | 0 | 0 | 0
109282 | SHELDON_G3 | 4.16 | 101 | 704 | 0 | 0 | 0 | 0 | 0 | 0 | -0.07579 | -0.07554 | -0.07554 | -0.07554 | -0.07554 | -0.07555 |  | 0 | 0 | 0 | 0 | 0 | 0
109141 | TAFTSVL_GEN | 12.5 | 101 | 704 | 0 | 0 | 0 | 0 | 0 | 0 | -0.07485 | -0.07454 | -0.07454 | -0.07454 | -0.07454 | -0.07456 |  | 0 | 0 | 0 | 0 | 0 | 0
116651 | INDIAN RIVER | 2.3 | 101 | 1334 | 0 | 0 | 0 | 0 | 0 | 0 | -0.07474 | -0.07471 | -0.07471 | -0.07471 | -0.07471 | -0.07465 |  | 0 | 0 | 0 | 0 | 0 | 0
996364 | SUN_BLANDF~1 | 115 | 101 | 1330 | 0 | 0 | 0 | 0 | 0 | 0 | -0.07474 | -0.07471 | -0.07471 | -0.07471 | -0.07471 | -0.07465 |  | 0 | 0 | 0 | 0 | 0 | 0
109140 | NO HARTLAND | 4.16 | 101 | 704 | 0 | 0 | 0 | 0 | 0 | 0 | -0.07419 | -0.07388 | -0.07388 | -0.07388 | -0.07388 | -0.0739 |  | 0 | 0 | 0 | 0 | 0 | 0
106033 | SLAYTON HIL1 | 13.8 | 101 | 400 | 0 | 0 | 0 | 0 | 0 | 0 | -0.07364 | -0.07333 | -0.07333 | -0.07333 | -0.07333 | -0.07336 |  | 0 | 0 | 0 | 0 | 0 | 0
994990 | SUN_FITZWI~1 | 115 | 101 | 680 | 0 | 0 | 0 | 0 | 0 | 0 | -0.07329 | -0.07289 | -0.07289 | -0.07289 | -0.07289 | -0.0729 |  | 0 | 0 | 0 | 0 | 0 | 0
109072 | BOLTON FALLS | 4.16 | 101 | 704 | 0 | 0 | 0 | 0 | 0 | 0 | -0.07276 | -0.07252 | -0.07252 | -0.07252 | -0.07252 | -0.07253 |  | 0 | 0 | 0 | 0 | 0 | 0
109573 | WILDER | 13.8 | 101 | 400 | 0 | 0 | 0 | 0 | 0 | 0 | -0.07213 | -0.07184 | -0.07184 | -0.07184 | -0.07184 | -0.07186 |  | 0 | 0 | 0 | 0 | 0 | 0
109076 | LTTLE RIVER | 4.16 | 101 | 704 | 0 | 0 | 0 | 0 | 0 | 0 | -0.07092 | -0.07069 | -0.07069 | -0.07069 | -0.07069 | -0.0707 |  | 0 | 0 | 0 | 0 | 0 | 0
109080 | MORETOWN | 4.16 | 101 | 704 | 0 | 0 | 0 | 0 | 0 | 0 | -0.07013 | -0.06991 | -0.06991 | -0.06991 | -0.06991 | -0.06992 |  | 0 | 0 | 0 | 0 | 0 | 0
109550 | BELLOWS FALS | 6.9 | 101 | 400 | 0 | 0 | 0 | 0 | 0 | 0 | -0.06924 | -0.06892 | -0.06892 | -0.06892 | -0.06892 | -0.06892 |  | 0 | 0 | 0 | 0 | 0 | 0
998940 | SUN_WESTMI~1 | 12.5 | 101 | 822 | 0 | 0 | 0 | 0 | 0 | 0 | -0.06924 | -0.06892 | -0.06892 | -0.06892 | -0.06892 | -0.06892 |  | 0 | 0 | 0 | 0 | 0 | 0
109321 | KCW_JAY_SC1 | 13.8 | 101 | 704 | 0 | 0 | 0 | 0 | 0 | 0 | -0.06891 | -0.06868 | -0.06868 | -0.06868 | -0.06868 | -0.0687 |  | 0 | 0 | 0 | 0 | 0 | 0
105345 | HEMPHILL PWR | 13.8 | 101 | 564 | 17.5 | 0 | 17.5 | 17.5 | 0 | 0 | -0.06889 | -0.06844 | -0.06844 | -0.06844 | -0.06844 | -0.06851 |  | 0 | 0 | 0 | 0 | 0 | 0
105350 | LEMP_STRING1 | 0.69 | 101 | 564 | 2.21 | 0 | 2.21 | 2.21 | 0 | 0 | -0.06889 | -0.06844 | -0.06844 | -0.06844 | -0.06844 | -0.06851 |  | 0 | 0 | 0 | 0 | 0 | 0
105351 | LEMP_STRING2 | 0.69 | 101 | 564 | 2.21 | 0 | 2.21 | 2.21 | 0 | 0 | -0.06889 | -0.06844 | -0.06844 | -0.06844 | -0.06844 | -0.06851 |  | 0 | 0 | 0 | 0 | 0 | 0
994451 | SUN_NORTH ~2 | 115 | 101 | 560 | 15 | 0 | 15 | 15 | 0 | 0 | -0.06889 | -0.06844 | -0.06844 | -0.06844 | -0.06844 | -0.06851 |  | 0 | 0 | 0 | 0 | 0 | 0
108905 | KINGDOM_GEN | 0.65 | 101 | 704 | 12 | 0 | 12 | 12 | 0 | 0 | -0.06875 | -0.06852 | -0.06852 | -0.06852 | -0.06852 | -0.06854 |  | 0 | 0 | 0 | 0 | 0 | 0
113451 | CHINOOK_PV | 0.6 | 101 | 1110 | 0 | 0 | 0 | 0 | 0 | 0 | -0.06783 | -0.06748 | -0.06748 | -0.06748 | -0.06748 | -0.06748 |  | 0 | 0 | 0 | 0 | 0 | 0
108895 | BERLIN VT_GT | 13.2 | 101 | 704 | 0 | 0 | 0 | 0 | 0 | 0 | -0.06775 | -0.06753 | -0.06753 | -0.06753 | -0.06753 | -0.06755 |  | 0 | 0 | 0 | 0 | 0 | 0
109234 | COVENTRY_GEN | 4.16 | 101 | 704 | 0 | 0 | 0 | 0 | 0 | 0 | -0.06708 | -0.06686 | -0.06686 | -0.06686 | -0.06686 | -0.06688 |  | 0 | 0 | 0 | 0 | 0 | 0
109277 | NEWPORT HY | 4.16 | 101 | 704 | 0 | 0 | 0 | 0 | 0 | 0 | -0.0669 | -0.06669 | -0.06669 | -0.06669 | -0.06669 | -0.0667 |  | 0 | 0 | 0 | 0 | 0 | 0
997560 | SUN_BARRE | 115 | 101 | 700 | 25.58 | 0 | 25.58 | 25.58 | 0 | 0 | -0.0653 | -0.0651 | -0.0651 | -0.0651 | -0.0651 | -0.06511 |  | 0 | 0 | 0 | 0 | 0 | 0
109104 | MARSHFIELD | 4.16 | 101 | 704 | 0 | 0 | 0 | 0 | 0 | 0 | -0.06522 | -0.06502 | -0.06502 | -0.06502 | -0.06502 | -0.06503 |  | 0 | 0 | 0 | 0 | 0 | 0
105731 | ANTRIM GSU | 0.69 | 101 | 684 | 0 | 0 | 0 | 0 | 0 | 0 | -0.06502 | -0.06442 | -0.06442 | -0.06442 | -0.06442 | -0.06452 |  | 0 | 0 | 0 | 0 | 0 | 0
994895 | WND_TUTTLE~1 | 115 | 101 | 680 | 28.4 | 0 | 28.4 | 28.4 | 0 | 0 | -0.06502 | -0.06442 | -0.06442 | -0.06442 | -0.06442 | -0.06452 |  | 0 | 0 | 0 | 0 | 0 | 0
108898 | SHEFLD CLR-N | 0.69 | 101 | 704 | 0 | 0 | 0 | 0 | 0 | 0 | -0.06223 | -0.06203 | -0.06203 | -0.06203 | -0.06203 | -0.06205 |  | 0 | 0 | 0 | 0 | 0 | 0
108899 | SHEFLD CLR-S | 0.69 | 101 | 704 | 0 | 0 | 0 | 0 | 0 | 0 | -0.06223 | -0.06203 | -0.06203 | -0.06203 | -0.06203 | -0.06205 |  | 0 | 0 | 0 | 0 | 0 | 0
109102 | WDANVILLE HY | 7.2 | 101 | 704 | 0 | 0 | 0 | 0 | 0 | 0 | -0.06196 | -0.06177 | -0.06177 | -0.06177 | -0.06177 | -0.06179 |  | 0 | 0 | 0 | 0 | 0 | 0
105726 | JACKMAN HYD | 2.4 | 101 | 684 | 3.6 | 0 | 3.6 | 3.6 | 0 | 0 | -0.06082 | -0.06017 | -0.06017 | -0.06017 | -0.06017 | -0.06029 |  | 0 | 0 | 0 | 0 | 0 | 0
109106 | BARNET_D | 2.4 | 101 | 704 | 0 | 0 | 0 | 0 | 0 | 0 | -0.0587 | -0.05853 | -0.05853 | -0.05853 | -0.05853 | -0.05855 |  | 0 | 0 | 0 | 0 | 0 | 0
106048 | MCINDOES FLS | 2.4 | 101 | 400 | 0 | 0 | 0 | 0 | 0 | 0 | -0.05866 | -0.05849 | -0.05849 | -0.05849 | -0.05849 | -0.0585 |  | 0 | 0 | 0 | 0 | 0 | 0
109070 | DODGE FALLS | 4.25 | 101 | 704 | 0 | 0 | 0 | 0 | 0 | 0 | -0.05866 | -0.05849 | -0.05849 | -0.05849 | -0.05849 | -0.0585 |  | 0 | 0 | 0 | 0 | 0 | 0
109131 | BATH | 2.4 | 101 | 704 | 0 | 0 | 0 | 0 | 0 | 0 | -0.05866 | -0.05849 | -0.05849 | -0.05849 | -0.05849 | -0.0585 |  | 0 | 0 | 0 | 0 | 0 | 0
109170 | RYEGATE WOOD | 13.8 | 101 | 704 | 19 | 0 | 19 | 19 | 0 | 0 | -0.05866 | -0.05849 | -0.05849 | -0.05849 | -0.05849 | -0.0585 |  | 0 | 0 | 0 | 0 | 0 | 0
109248 | EAST BARNET | 4 | 101 | 704 | 0 | 0 | 0 | 0 | 0 | 0 | -0.05767 | -0.05749 | -0.05749 | -0.05749 | -0.05749 | -0.05751 |  | 0 | 0 | 0 | 0 | 0 | 0
109252 | PASSUMPSIC | 2.4 | 101 | 704 | 0 | 0 | 0 | 0 | 0 | 0 | -0.05767 | -0.05749 | -0.05749 | -0.05749 | -0.05749 | -0.05751 |  | 0 | 0 | 0 | 0 | 0 | 0
109253 | ARNOLD FALLS | 2.3 | 101 | 704 | 0 | 0 | 0 | 0 | 0 | 0 | -0.05767 | -0.05749 | -0.05749 | -0.05749 | -0.05749 | -0.05751 |  | 0 | 0 | 0 | 0 | 0 | 0
109254 | PIERCE MILLS | 2.3 | 101 | 704 | 0 | 0 | 0 | 0 | 0 | 0 | -0.05767 | -0.05749 | -0.05749 | -0.05749 | -0.05749 | -0.05751 |  | 0 | 0 | 0 | 0 | 0 | 0
994264 | SUN_LITTLE~1 | 115 | 101 | 560 | 27 | 0 | 27 | 27 | 0 | 0 | -0.05554 | -0.05537 | -0.05537 | -0.05537 | -0.05537 | -0.05539 |  | 0 | 0 | 0 | 0 | 0 | 0
105110 | GRANITE DVAR | 0.48 | 101 | 524 | 0 | 0 | 0 | 0 | 0 | 0 | -0.05548 | -0.05528 | -0.05528 | -0.05528 | -0.05528 | -0.05531 |  | 0 | 0 | 0 | 0 | 0 | 0
105113 | GRANITE_DIX | 1 | 101 | 524 | 6.34 | 0 | 6.34 | 6.34 | 0 | 0 | -0.05548 | -0.05528 | -0.05528 | -0.05528 | -0.05528 | -0.05531 |  | 0 | 0 | 0 | 0 | 0 | 0
105117 | GW_FSH_AG 9A | 1 | 101 | 524 | 8.15 | 0 | 8.15 | 8.15 | 0 | 0 | -0.05548 | -0.05528 | -0.05528 | -0.05528 | -0.05528 | -0.05531 |  | 0 | 0 | 0 | 0 | 0 | 0
105120 | GW_FSH_T33L | 1 | 101 | 524 | 0.91 | 0 | 0.91 | 0.91 | 0 | 0 | -0.05548 | -0.05528 | -0.05528 | -0.05528 | -0.05528 | -0.05531 |  | 0 | 0 | 0 | 0 | 0 | 0
105123 | GW_FSH_T31L | 1 | 101 | 524 | 0.91 | 0 | 0.91 | 0.91 | 0 | 0 | -0.05548 | -0.05528 | -0.05528 | -0.05528 | -0.05528 | -0.05531 |  | 0 | 0 | 0 | 0 | 0 | 0
105125 | GW_FSH_T32L | 1 | 101 | 524 | 0.91 | 0 | 0.91 | 0.91 | 0 | 0 | -0.05548 | -0.05528 | -0.05528 | -0.05528 | -0.05528 | -0.05531 |  | 0 | 0 | 0 | 0 | 0 | 0
105128 | GRAN OWLAG | 1 | 101 | 524 | 4.53 | 0 | 4.53 | 4.53 | 0 | 0 | -0.05548 | -0.05528 | -0.05528 | -0.05528 | -0.05528 | -0.05531 |  | 0 | 0 | 0 | 0 | 0 | 0
105132 | GW_OWL_T16L | 1 | 101 | 524 | 0.91 | 0 | 0.91 | 0.91 | 0 | 0 | -0.05548 | -0.05528 | -0.05528 | -0.05528 | -0.05528 | -0.05531 |  | 0 | 0 | 0 | 0 | 0 | 0
105135 | GW_OWL_T15L | 1 | 101 | 524 | 0.91 | 0 | 0.91 | 0.91 | 0 | 0 | -0.05548 | -0.05528 | -0.05528 | -0.05528 | -0.05528 | -0.05531 |  | 0 | 0 | 0 | 0 | 0 | 0
105138 | GW_OWL_T14L | 1 | 101 | 524 | 0.91 | 0 | 0.91 | 0.91 | 0 | 0 | -0.05548 | -0.05528 | -0.05528 | -0.05528 | -0.05528 | -0.05531 |  | 0 | 0 | 0 | 0 | 0 | 0
105140 | GW_OWL_T13L | 1 | 101 | 524 | 0.91 | 0 | 0.91 | 0.91 | 0 | 0 | -0.05548 | -0.05528 | -0.05528 | -0.05528 | -0.05528 | -0.05531 |  | 0 | 0 | 0 | 0 | 0 | 0
105143 | GW_OWL_T12L | 1 | 101 | 524 | 0.91 | 0 | 0.91 | 0.91 | 0 | 0 | -0.05548 | -0.05528 | -0.05528 | -0.05528 | -0.05528 | -0.05531 |  | 0 | 0 | 0 | 0 | 0 | 0
105145 | GW_OWL_T11L | 1 | 101 | 524 | 0.91 | 0 | 0.91 | 0.91 | 0 | 0 | -0.05548 | -0.05528 | -0.05528 | -0.05528 | -0.05528 | -0.05531 |  | 0 | 0 | 0 | 0 | 0 | 0
105147 | GW_OWL_T10L | 1 | 101 | 524 | 0.91 | 0 | 0.91 | 0.91 | 0 | 0 | -0.05548 | -0.05528 | -0.05528 | -0.05528 | -0.05528 | -0.05531 |  | 0 | 0 | 0 | 0 | 0 | 0
105149 | GW_OWL_T09L | 1 | 101 | 524 | 0.91 | 0 | 0.91 | 0.91 | 0 | 0 | -0.05548 | -0.05528 | -0.05528 | -0.05528 | -0.05528 | -0.05531 |  | 0 | 0 | 0 | 0 | 0 | 0
105151 | GW_OWL_T08L | 1 | 101 | 524 | 0.91 | 0 | 0.91 | 0.91 | 0 | 0 | -0.05548 | -0.05528 | -0.05528 | -0.05528 | -0.05528 | -0.05531 |  | 0 | 0 | 0 | 0 | 0 | 0
105152 | SMITH HYDRO | 6.6 | 101 | 523 | 17.6 | 0 | 17.6 | 17.6 | 0 | 0 | -0.05548 | -0.05528 | -0.05528 | -0.05528 | -0.05528 | -0.05531 |  | 0 | 0 | 0 | 0 | 0 | 0
105180 | PONTOOK HYD | 4.16 | 101 | 524 | 9.6 | 0 | 9.6 | 9.6 | 0 | 0 | -0.05548 | -0.05528 | -0.05528 | -0.05528 | -0.05528 | -0.05531 |  | 0 | 0 | 0 | 0 | 0 | 0
105188 | BURGESS GEN | 13.8 | 101 | 523 | 65.38 | 0 | 65.38 | 65.38 | 0 | 0 | -0.05548 | -0.05528 | -0.05528 | -0.05528 | -0.05528 | -0.05531 |  | 0 | 0 | 0 | 0 | 0 | 0
105193 | GLAKES BERLN | 23 | 101 | 524 | 25 | 0 | 25 | 25 | 0 | 0 | -0.05548 | -0.05528 | -0.05528 | -0.05528 | -0.05528 | -0.05531 |  | 0 | 0 | 0 | 0 | 0 | 0
105194 | GORHAM HYDRO | 2.3 | 101 | 524 | 2.05 | 0 | 2.05 | 2.05 | 0 | 0 | -0.05548 | -0.05528 | -0.05528 | -0.05528 | -0.05528 | -0.05531 |  | 0 | 0 | 0 | 0 | 0 | 0
105197 | JERICHO | 0.69 | 101 | 523 | 2.5 | 0 | 2.5 | 2.5 | 0 | 0 | -0.05548 | -0.05528 | -0.05528 | -0.05528 | -0.05528 | -0.05531 |  | 0 | 0 | 0 | 0 | 0 | 0
105206 | LOST NATION | 13.2 | 101 | 524 | 14.1 | 0 | 14.1 | 14.1 | 0 | 0 | -0.05548 | -0.05528 | -0.05528 | -0.05528 | -0.05528 | -0.05531 |  | 0 | 0 | 0 | 0 | 0 | 0
105219 | BETHLEHEM | 13.8 | 101 | 524 | 15.75 | 0 | 15.75 | 15.75 | 0 | 0 | -0.05548 | -0.05528 | -0.05528 | -0.05528 | -0.05528 | -0.05531 |  | 0 | 0 | 0 | 0 | 0 | 0
105221 | WHITEFLD P&L | 13.8 | 101 | 524 | 18 | 0 | 18 | 18 | 0 | 0 | -0.05548 | -0.05528 | -0.05528 | -0.05528 | -0.05528 | -0.05531 |  | 0 | 0 | 0 | 0 | 0 | 0
994210 | SUN_PARIS | 115 | 101 | 520 | 45 | 0 | 45 | 45 | 0 | 0 | -0.05548 | -0.05528 | -0.05528 | -0.05528 | -0.05528 | -0.05531 |  | 0 | 0 | 0 | 0 | 0 | 0
994220 | WAT BAT_BE~1 | 115 | 101 | 520 | 15 | 0 | 15 | 15 | 0 | 0 | -0.05548 | -0.05528 | -0.05528 | -0.05528 | -0.05528 | -0.05531 |  | 0 | 0 | 0 | 0 | 0 | 0
994231 | SUNBAT_Ber~1 | 115 | 101 | 520 | 113.01 | 0 | 113.01 | 113.01 | 0 | 0 | -0.05548 | -0.05528 | -0.05528 | -0.05528 | -0.05528 | -0.05531 |  | 0 | 0 | 0 | 0 | 0 | 0
106044 | MOORE G1 | 13.8 | 101 | 400 | 51.82 | 0 | 51.82 | 51.82 | 0 | 0 | -0.05532 | -0.05515 | -0.05515 | -0.05515 | -0.05515 | -0.05517 |  | 0 | 0 | 0 | 0 | 0 | 0
106046 | MOORE G3 | 13.8 | 101 | 400 | 47.27 | 0 | 47.27 | 47.27 | 0 | 0 | -0.05511 | -0.05496 | -0.05496 | -0.05496 | -0.05496 | -0.05497 |  | 0 | 0 | 0 | 0 | 0 | 0
105271 | WHITELAKE_JT | 13.8 | 101 | 564 | 18.1 | 0 | 18.1 | 18.1 | 0 | 0 | -0.05492 | -0.0545 | -0.0545 | -0.0545 | -0.0545 | -0.0546 |  | 0 | 0 | 0 | 0 | 0 | 0
105276 | TAMWORTH GEN | 13.8 | 101 | 564 | 21.15 | 0 | 21.15 | 21.15 | 0 | 0 | -0.05492 | -0.0545 | -0.0545 | -0.0545 | -0.0545 | -0.0546 |  | 0 | 0 | 0 | 0 | 0 | 0
105288 | GROTON G1 | 0.69 | 101 | 564 | 4.88 | 0 | 4.88 | 4.88 | 0 | 0 | -0.05487 | -0.05443 | -0.05443 | -0.05443 | -0.05443 | -0.05453 |  | 0 | 0 | 0 | 0 | 0 | 0
105290 | GROTON G2 | 0.69 | 101 | 564 | 4.88 | 0 | 4.88 | 4.88 | 0 | 0 | -0.05487 | -0.05443 | -0.05443 | -0.05443 | -0.05443 | -0.05453 |  | 0 | 0 | 0 | 0 | 0 | 0
105291 | GROTON DVAR | 0.48 | 101 | 564 | 0 | 0 | 0 | 0 | 0 | 0 | -0.05487 | -0.05443 | -0.05443 | -0.05443 | -0.05443 | -0.05453 |  | 0 | 0 | 0 | 0 | 0 | 0
105297 | BRIDGEWATER | 13.8 | 101 | 564 | 15.75 | 0 | 15.75 | 15.75 | 0 | 0 | -0.05476 | -0.05428 | -0.05428 | -0.05428 | -0.05428 | -0.0544 |  | 0 | 0 | 0 | 0 | 0 | 0
106045 | MOORE G2 | 13.8 | 101 | 400 | 47.27 | 0 | 47.27 | 47.27 | 0 | 0 | -0.05473 | -0.05458 | -0.05458 | -0.05458 | -0.05458 | -0.0546 |  | 0 | 0 | 0 | 0 | 0 | 0
996009 | WAT_MOORE ~1 | 230 | 101 | 400 | 4.6 | 0 | 4.6 | 4.6 | 0 | 0 | -0.05473 | -0.05458 | -0.05458 | -0.05458 | -0.05458 | -0.0546 |  | 0 | 0 | 0 | 0 | 0 | 0
106047 | MOORE G4 | 13.8 | 101 | 400 | 47.27 | 0 | 47.27 | 47.27 | 0 | 0 | -0.05472 | -0.05457 | -0.05457 | -0.05457 | -0.05457 | -0.05458 |  | 0 | 0 | 0 | 0 | 0 | 0
105310 | ALEXANDRIA_G | 13.8 | 101 | 564 | 16.5 | 0 | 16.5 | 16.5 | 0 | 0 | -0.05464 | -0.0541 | -0.0541 | -0.0541 | -0.0541 | -0.05424 |  | 0 | 0 | 0 | 0 | 0 | 0
105317 | AYERS ISLAND | 2.3 | 101 | 564 | 9.08 | 0 | 9.08 | 9.08 | 0 | 0 | -0.05464 | -0.0541 | -0.0541 | -0.0541 | -0.0541 | -0.05424 |  | 0 | 0 | 0 | 0 | 0 | 0
106040 | COMERFORD G1 | 13.8 | 101 | 400 | 32.24 | 0 | 32.24 | 32.24 | 0 | 0 | -0.05454 | -0.0544 | -0.0544 | -0.0544 | -0.0544 | -0.05442 |  | 0 | 0 | 0 | 0 | 0 | 0
106041 | COMERFORD G2 | 13.8 | 101 | 400 | 44.63 | 0 | 44.63 | 44.63 | 0 | 0 | -0.05454 | -0.0544 | -0.0544 | -0.0544 | -0.0544 | -0.05442 |  | 0 | 0 | 0 | 0 | 0 | 0
106042 | COMERFORD G3 | 13.8 | 101 | 400 | 44.63 | 0 | 44.63 | 44.63 | 0 | 0 | -0.05454 | -0.0544 | -0.0544 | -0.0544 | -0.0544 | -0.05442 |  | 0 | 0 | 0 | 0 | 0 | 0
106043 | COMERFORD G4 | 13.8 | 101 | 400 | 44.63 | 0 | 44.63 | 44.63 | 0 | 0 | -0.05454 | -0.0544 | -0.0544 | -0.0544 | -0.0544 | -0.05442 |  | 0 | 0 | 0 | 0 | 0 | 0
996003 | SUN_COMERF~1 | 230 | 101 | 400 | 76.25 | 0 | 76.25 | 76.25 | 0 | 0 | -0.05454 | -0.0544 | -0.0544 | -0.0544 | -0.0544 | -0.05442 |  | 0 | 0 | 0 | 0 | 0 | 0
105324 | EASTMAN FALS | 2.4 | 101 | 564 | 6.47 | 0 | 6.47 | 6.47 | 0 | 0 | -0.05447 | -0.05387 | -0.05387 | -0.05387 | -0.05387 | -0.05403 |  | 0 | 0 | 0 | 0 | 0 | 0
105334 | LACONIA | 34.5 | 101 | 562 | 0.89 | 0 | 0.89 | 0.89 | 0 | 0 | -0.05447 | -0.05387 | -0.05387 | -0.05387 | -0.05387 | -0.05403 |  | 0 | 0 | 0 | 0 | 0 | 0
994418 | SUN_WEBSTER | 115 | 101 | 560 | 19.9 | 0 | 19.9 | 19.9 | 0 | 0 | -0.05447 | -0.05387 | -0.05387 | -0.05387 | -0.05387 | -0.05403 |  | 0 | 0 | 0 | 0 | 0 | 0
105357 | FARMWOOD_SC1 | 12.5 | 101 | 563 | 0 | 0 | 0 | 0 | 0 | 0 | -0.05051 | -0.04983 | -0.04983 | -0.04983 | -0.04983 | -0.05002 |  | 0 | 0 | 0 | 0 | 0 | 0
105358 | FARMWOOD_SC2 | 12.5 | 101 | 563 | 0 | 0 | 0 | 0 | 0 | 0 | -0.05051 | -0.04983 | -0.04983 | -0.04983 | -0.04983 | -0.05002 |  | 0 | 0 | 0 | 0 | 0 | 0
105362 | WES CONCORD | 4.16 | 101 | 644 | 13 | 0 | 13 | 13 | 0 | 0 | -0.05051 | -0.04983 | -0.04983 | -0.04983 | -0.04983 | -0.05002 |  | 0 | 0 | 0 | 0 | 0 | 0
113020 | DaymarkGe~42 | 115 | 101 | 1100 | 0 | 0 | 0 | 0 | 0 | 0 | -0.04817 | -0.04822 | -0.04822 | -0.04822 | -0.04822 | -0.04815 |  | 0 | 0 | 0 | 0 | 0 | 0
105374 | GARVINS HYD | 11 | 101 | 644 | 7.66 | 0 | 7.66 | 7.66 | 0 | 0 | -0.04761 | -0.04684 | -0.04684 | -0.04684 | -0.04684 | -0.04707 |  | 0 | 0 | 0 | 0 | 0 | 0
105375 | HOOKSET HYD | 11 | 101 | 644 | 7.15 | 0 | 7.15 | 7.15 | 0 | 0 | -0.04761 | -0.04684 | -0.04684 | -0.04684 | -0.04684 | -0.04707 |  | 0 | 0 | 0 | 0 | 0 | 0
105700 | AMOSKEAG N. | 2.3 | 101 | 644 | 8.75 | 0 | 8.75 | 8.75 | 0 | 0 | -0.04761 | -0.04684 | -0.04684 | -0.04684 | -0.04684 | -0.04703 |  | 0 | 0 | 0 | 0 | 0 | 0
105701 | AMOSKEAG S. | 2.3 | 101 | 644 | 8.75 | 0 | 8.75 | 8.75 | 0 | 0 | -0.04761 | -0.04684 | -0.04684 | -0.04684 | -0.04684 | -0.04703 |  | 0 | 0 | 0 | 0 | 0 | 0
994484 | SUN_GARVINS | 115 | 101 | 640 | 17.5 | 0 | 17.5 | 17.5 | 0 | 0 | -0.04761 | -0.04684 | -0.04684 | -0.04684 | -0.04684 | -0.04707 |  | 0 | 0 | 0 | 0 | 0 | 0
105385 | MERRIMACK_G1 | 14.4 | 101 | 643 | 112.5 | 0 | 112.5 | 112.5 | 0 | 0 | -0.04742 | -0.04672 | -0.04672 | -0.04672 | -0.04672 | -0.04691 |  | 0 | 0 | 0 | 0 | 0 | 0
105386 | MERRIMACK_G2 | 24 | 101 | 643 | 335.49 | 0 | 335.49 | 335.49 | 0 | 0 | -0.04742 | -0.04672 | -0.04672 | -0.04672 | -0.04672 | -0.04691 |  | 0 | 0 | 0 | 0 | 0 | 0
105387 | MERRIMACK_CT | 13.8 | 101 | 643 | 35.4 | 0 | 35.4 | 35.4 | 0 | 0 | -0.04742 | -0.04672 | -0.04672 | -0.04672 | -0.04672 | -0.04691 |  | 0 | 0 | 0 | 0 | 0 | 0
995034 | SUN_S-MILF~1 | 115 | 101 | 640 | 16 | 0 | 16 | 16 | 0 | 0 | -0.04707 | -0.04631 | -0.04631 | -0.04631 | -0.04631 | -0.0464 |  | 0 | 0 | 0 | 0 | 0 | 0
994502 | WND_PINE H~1 | 115 | 101 | 640 | 4.98 | 0 | 4.98 | 4.98 | 0 | 0 | -0.04639 | -0.04539 | -0.04539 | -0.04539 | -0.04539 | -0.0457 |  | 0 | 0 | 0 | 0 | 0 | 0
105633 | GRANITE R ST | 16 | 101 | 643 | 231.83 | 0 | 231.83 | 231.83 | 0 | 0 | -0.04385 | -0.04296 | -0.04296 | -0.04296 | -0.04296 | -0.04307 |  | 0 | 0 | 0 | 0 | 0 | 0
105415 | ROCH LANDFIL | 4.16 | 101 | 604 | 4.98 | 0 | 4.98 | 4.98 | 0 | 0 | -0.04327 | -0.04185 | -0.04185 | -0.04185 | -0.04185 | -0.04241 |  | 0 | 0 | 0 | 0 | 0 | 0
994517 | SUN_EASTPORT | 115 | 101 | 600 | 38 | 0 | 38 | 38 | 0 | 0 | -0.04327 | -0.04185 | -0.04185 | -0.04185 | -0.04185 | -0.04241 |  | 0 | 0 | 0 | 0 | 0 | 0
105882 | MINES FALLS | 34.5 | 101 | 644 | 0.83 | 0 | 0.83 | 0.83 | 0 | 0 | -0.04321 | -0.04261 | -0.04261 | -0.04261 | -0.04261 | -0.04265 |  | 0 | 0 | 0 | 0 | 0 | 0
105450 | SCHILLER_G4 | 13.8 | 101 | 603 | 47.5 | 0 | 47.5 | 47.5 | 0 | 0 | -0.04292 | -0.04154 | -0.04154 | -0.04154 | -0.04154 | -0.04205 |  | 0 | 0 | 0 | 0 | 0 | 0
105451 | SCHILLER_G5 | 13.8 | 101 | 603 | 49.6 | 0 | 49.6 | 49.6 | 0 | 0 | -0.04292 | -0.04154 | -0.04154 | -0.04154 | -0.04154 | -0.04205 |  | 0 | 0 | 0 | 0 | 0 | 0
105452 | SCHILLER_G6 | 13.8 | 101 | 603 | 48 | 0 | 48 | 48 | 0 | 0 | -0.04292 | -0.04154 | -0.04154 | -0.04154 | -0.04154 | -0.04205 |  | 0 | 0 | 0 | 0 | 0 | 0
105454 | SCHILLER JET | 13.8 | 101 | 604 | 17.62 | 0 | 17.62 | 17.62 | 0 | 0 | -0.04292 | -0.04154 | -0.04154 | -0.04154 | -0.04154 | -0.04205 |  | 0 | 0 | 0 | 0 | 0 | 0
994704 | SUN_BRENTW~1 | 115 | 101 | 600 | 10 | 0 | 10 | 10 | 0 | 0 | -0.04289 | -0.04179 | -0.04179 | -0.04179 | -0.04179 | -0.04205 |  | 0 | 0 | 0 | 0 | 0 | 0
100484 | SANFORD | 34.5 | 101 | 112 | 0 | 0 | 0 | 0 | 0 | 0 | -0.0425 | -0.04076 | -0.04076 | -0.04076 | -0.04076 | -0.04158 |  | 0 | 0 | 0 | 0 | 0 | 0
100758 | SANFORD G1 | 0.6 | 101 | 113 | 0 | 0 | 0 | 0 | 0 | 0 | -0.04246 | -0.04069 | -0.04069 | -0.04069 | -0.04069 | -0.04154 |  | 0 | 0 | 0 | 0 | 0 | 0
100463 | SKELTON HYD2 | 6.9 | 101 | 114 | 0 | 0 | 0 | 0 | 0 | 0 | -0.04242 | -0.04068 | -0.04068 | -0.04068 | -0.04068 | -0.0415 |  | 0 | 0 | 0 | 0 | 0 | 0
100473 | SKELTON HYD1 | 6.9 | 101 | 114 | 0 | 0 | 0 | 0 | 0 | 0 | -0.04242 | -0.04068 | -0.04068 | -0.04068 | -0.04068 | -0.0415 |  | 0 | 0 | 0 | 0 | 0 | 0
100474 | CATRACT EAST | 11.5 | 101 | 114 | 8.9 | 0 | 8.9 | 8.9 | 0 | 0 | -0.04242 | -0.04068 | -0.04068 | -0.04068 | -0.04068 | -0.04149 |  | 0 | 0 | 0 | 0 | 0 | 0
100476 | BAR MILLS HY | 2.4 | 101 | 114 | 0 | 0 | 0 | 0 | 0 | 0 | -0.04241 | -0.04068 | -0.04068 | -0.04068 | -0.04068 | -0.04149 |  | 0 | 0 | 0 | 0 | 0 | 0
100448 | BONNY EAGLE | 2.4 | 101 | 114 | 0 | 0 | 0 | 0 | 0 | 0 | -0.0424 | -0.04068 | -0.04068 | -0.04068 | -0.04068 | -0.04148 |  | 0 | 0 | 0 | 0 | 0 | 0
100481 | W BUXTON HYD | 2.3 | 101 | 114 | 0 | 0 | 0 | 0 | 0 | 0 | -0.0424 | -0.04068 | -0.04068 | -0.04068 | -0.04068 | -0.04148 |  | 0 | 0 | 0 | 0 | 0 | 0
100418 | SAPPI WBRK 9 | 13.8 | 101 | 112 | 32.12 | 0 | 32.12 | 32.12 | 0 | 0 | -0.04239 | -0.04067 | -0.04067 | -0.04067 | -0.04067 | -0.04146 |  | 0 | 0 | 0 | 0 | 0 | 0
100419 | SAPPI WBRK10 | 13.8 | 101 | 112 | 10.95 | 0 | 10.95 | 10.95 | 0 | 0 | -0.04239 | -0.04067 | -0.04067 | -0.04067 | -0.04067 | -0.04146 |  | 0 | 0 | 0 | 0 | 0 | 0
100449 | HIRAM HYDRO | 2.4 | 101 | 114 | 11.6 | 0 | 11.6 | 11.6 | 0 | 0 | -0.04239 | -0.04068 | -0.04068 | -0.04068 | -0.04068 | -0.04147 |  | 0 | 0 | 0 | 0 | 0 | 0
100464 | ECO ME PTRR | 13.2 | 101 | 114 | 0 | 0 | 0 | 0 | 0 | 0 | -0.04239 | -0.04067 | -0.04067 | -0.04067 | -0.04067 | -0.04146 |  | 0 | 0 | 0 | 0 | 0 | 0
100475 | NORTH GORHAM | 13.2 | 101 | 114 | 0 | 0 | 0 | 0 | 0 | 0 | -0.04239 | -0.04068 | -0.04068 | -0.04068 | -0.04068 | -0.04146 |  | 0 | 0 | 0 | 0 | 0 | 0
100367 | YARMOUTH #3 | 14.4 | 101 | 113 | 116 | 0 | 116 | 116 | 0 | 0 | -0.04238 | -0.04067 | -0.04067 | -0.04067 | -0.04067 | -0.04146 |  | 0 | 0 | 0 | 0 | 0 | 0
100386 | WESTBROOK C1 | 18 | 101 | 113 | 174.71 | 0 | 174.71 | 174.71 | 0 | 0 | -0.04238 | -0.04067 | -0.04067 | -0.04067 | -0.04067 | -0.04146 |  | 0 | 0 | 0 | 0 | 0 | 0
100387 | WESTBROOK C2 | 18 | 101 | 113 | 174.71 | 0 | 174.71 | 174.71 | 0 | 0 | -0.04238 | -0.04067 | -0.04067 | -0.04067 | -0.04067 | -0.04146 |  | 0 | 0 | 0 | 0 | 0 | 0
100388 | WESTBROOK ST | 18 | 101 | 113 | 180.58 | 0 | 180.58 | 180.58 | 0 | 0 | -0.04238 | -0.04067 | -0.04067 | -0.04067 | -0.04067 | -0.04146 |  | 0 | 0 | 0 | 0 | 0 | 0
100465 | CAPE GT 4 | 13.2 | 101 | 113 | 0 | 0 | 0 | 0 | 0 | 0 | -0.04238 | -0.04067 | -0.04067 | -0.04067 | -0.04067 | -0.04146 |  | 0 | 0 | 0 | 0 | 0 | 0
100466 | CAPE GT 5 | 13.2 | 101 | 113 | 0 | 0 | 0 | 0 | 0 | 0 | -0.04238 | -0.04067 | -0.04067 | -0.04067 | -0.04067 | -0.04146 |  | 0 | 0 | 0 | 0 | 0 | 0
100492 | CASCO BATT | 0.53 | 101 | 113 | 0 | 0 | 0 | 0 | 0 | 0 | -0.04238 | -0.04067 | -0.04067 | -0.04067 | -0.04067 | -0.04146 |  | 0 | 0 | 0 | 0 | 0 | 0
100351 | KIBBY STRNG1 | 1 | 101 | 144 | 6.03 | 0 | 6.03 | 6.03 | 0 | 0 | -0.04237 | -0.0407 | -0.0407 | -0.0407 | -0.0407 | -0.04144 |  | 0 | 0 | 0 | 0 | 0 | 0
100352 | KIBBY STRNG2 | 1 | 101 | 144 | 0 | 0 | 0 | 0 | 0 | 0 | -0.04237 | -0.0407 | -0.0407 | -0.0407 | -0.0407 | -0.04144 |  | 0 | 0 | 0 | 0 | 0 | 0
100353 | KIBBY STRNG3 | 1 | 101 | 144 | 6.03 | 0 | 6.03 | 6.03 | 0 | 0 | -0.04237 | -0.0407 | -0.0407 | -0.0407 | -0.0407 | -0.04144 |  | 0 | 0 | 0 | 0 | 0 | 0
100354 | KIBBY STRNG4 | 1 | 101 | 144 | 4.17 | 0 | 4.17 | 4.17 | 0 | 0 | -0.04237 | -0.0407 | -0.0407 | -0.0407 | -0.0407 | -0.04144 |  | 0 | 0 | 0 | 0 | 0 | 0
100355 | KIBBY W DVAR | 34.5 | 101 | 144 | 0 | 0 | 0 | 0 | 0 | 0 | -0.04237 | -0.0407 | -0.0407 | -0.0407 | -0.0407 | -0.04144 |  | 0 | 0 | 0 | 0 | 0 | 0
100356 | HARRIS HY T1 | 13.8 | 101 | 113 | 17 | 0 | 17 | 17 | 0 | 0 | -0.04237 | -0.0407 | -0.0407 | -0.0407 | -0.0407 | -0.04144 |  | 0 | 0 | 0 | 0 | 0 | 0
100357 | HARRIS HY T2 | 13.8 | 101 | 113 | 0 | 0 | 0 | 0 | 0 | 0 | -0.04237 | -0.0407 | -0.0407 | -0.0407 | -0.0407 | -0.04144 |  | 0 | 0 | 0 | 0 | 0 | 0
100358 | HARRIS HY T3 | 13.8 | 101 | 113 | 0 | 0 | 0 | 0 | 0 | 0 | -0.04237 | -0.0407 | -0.0407 | -0.0407 | -0.0407 | -0.04144 |  | 0 | 0 | 0 | 0 | 0 | 0
100359 | VERJAY RILEY | 2.4 | 101 | 114 | 6.6 | 0 | 6.6 | 6.6 | 0 | 0 | -0.04237 | -0.0407 | -0.0407 | -0.0407 | -0.0407 | -0.04145 |  | 0 | 0 | 0 | 0 | 0 | 0
100360 | WYMAN HYD#1 | 13.8 | 101 | 113 | 29.01 | 0 | 29.01 | 29.01 | 0 | 0 | -0.04237 | -0.0407 | -0.0407 | -0.0407 | -0.0407 | -0.04144 |  | 0 | 0 | 0 | 0 | 0 | 0
100361 | WYMAN HYD#2 | 13.8 | 101 | 113 | 29.9 | 0 | 29.9 | 29.9 | 0 | 0 | -0.04237 | -0.0407 | -0.0407 | -0.0407 | -0.0407 | -0.04144 |  | 0 | 0 | 0 | 0 | 0 | 0
100362 | WYMAN HYD#3 | 13.8 | 101 | 113 | 0 | 0 | 0 | 0 | 0 | 0 | -0.04237 | -0.0407 | -0.0407 | -0.0407 | -0.0407 | -0.04144 |  | 0 | 0 | 0 | 0 | 0 | 0
100363 | WILLIAMS #1 | 6.9 | 101 | 113 | 8.22 | 0 | 8.22 | 8.22 | 0 | 0 | -0.04237 | -0.0407 | -0.0407 | -0.0407 | -0.0407 | -0.04144 |  | 0 | 0 | 0 | 0 | 0 | 0
100364 | WILLIAMS #2 | 6.9 | 101 | 113 | 0 | 0 | 0 | 0 | 0 | 0 | -0.04237 | -0.0407 | -0.0407 | -0.0407 | -0.0407 | -0.04144 |  | 0 | 0 | 0 | 0 | 0 | 0
100368 | YARMOUTH #4 | 22 | 101 | 113 | 0 | 0 | 0 | 0 | 0 | 0 | -0.04237 | -0.04068 | -0.04068 | -0.04068 | -0.04068 | -0.04144 |  | 0 | 0 | 0 | 0 | 0 | 0
100370 | AEI LIVERMRE | 13.8 | 101 | 113 | 35.3 | 0 | 35.3 | 35.3 | 0 | 0 | -0.04237 | -0.0407 | -0.0407 | -0.0407 | -0.0407 | -0.04144 |  | 0 | 0 | 0 | 0 | 0 | 0
100372 | SEA STRATTON | 13.8 | 101 | 113 | 0 | 0 | 0 | 0 | 0 | 0 | -0.04237 | -0.0407 | -0.0407 | -0.0407 | -0.0407 | -0.04144 |  | 0 | 0 | 0 | 0 | 0 | 0
100377 | VERSOCOGEN#1 | 13.8 | 101 | 113 | 0 | 0 | 0 | 0 | 0 | 0 | -0.04237 | -0.0407 | -0.0407 | -0.0407 | -0.0407 | -0.04145 |  | 0 | 0 | 0 | 0 | 0 | 0
100378 | VERSOCOGEN#2 | 13.8 | 101 | 113 | 44.64 | 0 | 45.17 | 44.64 | 0 | 0.53 | -0.04237 | -0.0407 | -0.0407 | -0.0407 | -0.0407 | -0.04145 |  | 0 | 0 | 0 | 0 | 0 | 0
100379 | VERSOCOGEN#3 | 13.8 | 101 | 113 | 44.1 | 0 | 44.1 | 44.1 | 0 | 0 | -0.04237 | -0.0407 | -0.0407 | -0.0407 | -0.0407 | -0.04145 |  | 0 | 0 | 0 | 0 | 0 | 0
100381 | RUMFORD PA C | 18 | 101 | 113 | 160.06 | 0 | 160.06 | 160.06 | 0 | 0 | -0.04237 | -0.0407 | -0.0407 | -0.0407 | -0.0407 | -0.04145 |  | 0 | 0 | 0 | 0 | 0 | 0
100382 | RUMFORD PA S | 13.8 | 101 | 113 | 84.88 | 0 | 84.88 | 84.88 | 0 | 0 | -0.04237 | -0.0407 | -0.0407 | -0.0407 | -0.0407 | -0.04145 |  | 0 | 0 | 0 | 0 | 0 | 0
100389 | BUCKSPORT G4 | 18 | 101 | 113 | 160.3 | 0 | 160.3 | 160.3 | 0 | 0 | -0.04237 | -0.0407 | -0.0407 | -0.0407 | -0.0407 | -0.04144 |  | 0 | 0 | 0 | 0 | 0 | 0
100398 | RUMF FLS LH1 | 11.5 | 101 | 114 | 6.77 | 0 | 6.77 | 6.77 | 0 | 0 | -0.04237 | -0.0407 | -0.0407 | -0.0407 | -0.0407 | -0.04145 |  | 0 | 0 | 0 | 0 | 0 | 0
100399 | RUMF FLS LH2 | 11.5 | 101 | 114 | 6.77 | 0 | 6.77 | 6.77 | 0 | 0 | -0.04237 | -0.0407 | -0.0407 | -0.0407 | -0.0407 | -0.04145 |  | 0 | 0 | 0 | 0 | 0 | 0
100410 | HYD KENNEBEC | 4.16 | 101 | 113 | 7.83 | 0 | 7.83 | 7.83 | 0 | 0 | -0.04237 | -0.0407 | -0.0407 | -0.0407 | -0.0407 | -0.04144 |  | 0 | 0 | 0 | 0 | 0 | 0
100411 | RUMF FLS UH4 | 4.16 | 101 | 114 | 0 | 0 | 0 | 0 | 0 | 0 | -0.04237 | -0.0407 | -0.0407 | -0.0407 | -0.0407 | -0.04145 |  | 0 | 0 | 0 | 0 | 0 | 0
100412 | RUMF FLS UH2 | 11.5 | 101 | 114 | 15.45 | 0 | 15.45 | 15.45 | 0 | 0 | -0.04237 | -0.0407 | -0.0407 | -0.0407 | -0.0407 | -0.04145 |  | 0 | 0 | 0 | 0 | 0 | 0
100413 | RUMF FLS UH1 | 11.5 | 101 | 114 | 7.2 | 0 | 7.2 | 7.2 | 0 | 0 | -0.04237 | -0.0407 | -0.0407 | -0.0407 | -0.0407 | -0.04145 |  | 0 | 0 | 0 | 0 | 0 | 0
100416 | NEWPAGE BUS3 | 13.8 | 101 | 112 | 10 | 0 | 10 | 10 | 0 | 0 | -0.04237 | -0.0407 | -0.0407 | -0.0407 | -0.0407 | -0.04145 |  | 0 | 0 | 0 | 0 | 0 | 0
100420 | VERSO JAY A | 13.8 | 101 | 112 | 34.5 | 0 | 34.5 | 34.5 | 0 | 0 | -0.04237 | -0.0407 | -0.0407 | -0.0407 | -0.0407 | -0.04145 |  | 0 | 0 | 0 | 0 | 0 | 0
100421 | VERSO JAY B | 13.8 | 101 | 112 | 34.5 | 0 | 34.5 | 34.5 | 0 | 0 | -0.04237 | -0.0407 | -0.0407 | -0.0407 | -0.0407 | -0.04145 |  | 0 | 0 | 0 | 0 | 0 | 0
100422 | SAPPI SMSTG1 | 13.8 | 101 | 114 | 0 | 0 | 0 | 0 | 0 | 0 | -0.04237 | -0.0407 | -0.0407 | -0.0407 | -0.0407 | -0.04144 |  | 0 | 0 | 0 | 0 | 0 | 0
100423 | SAPPI SMSTG2 | 13.8 | 101 | 114 | 60 | 0 | 60 | 60 | 0 | 0 | -0.04237 | -0.0407 | -0.0407 | -0.0407 | -0.0407 | -0.04144 |  | 0 | 0 | 0 | 0 | 0 | 0
100425 | NEWPAGE COGN | 13.8 | 101 | 113 | 119 | 1 | 119 | 119 | 0 | 0 | -0.04237 | -0.0407 | -0.0407 | -0.0407 | -0.0407 | -0.04145 |  | 0 | 0 | 0 | 0 | 0 | 0
100427 | VERJAY LVRHY | 2.3 | 101 | 114 | 6 | 0 | 6 | 6 | 0 | 0 | -0.04237 | -0.0407 | -0.0407 | -0.0407 | -0.0407 | -0.04145 |  | 0 | 0 | 0 | 0 | 0 | 0
100428 | VERJAY JAYHY | 4.16 | 101 | 114 | 3 | 0 | 3 | 3 | 0 | 0 | -0.04237 | -0.0407 | -0.0407 | -0.0407 | -0.0407 | -0.04145 |  | 0 | 0 | 0 | 0 | 0 | 0
100431 | VERJAY OTIS | 4.16 | 101 | 114 | 10.4 | 0 | 10.4 | 10.4 | 0 | 0 | -0.04237 | -0.0407 | -0.0407 | -0.0407 | -0.0407 | -0.04145 |  | 0 | 0 | 0 | 0 | 0 | 0
100432 | VERSO JAY C | 13.8 | 101 | 112 | 39.6 | 0 | 39.6 | 39.6 | 0 | 0 | -0.04237 | -0.0407 | -0.0407 | -0.0407 | -0.0407 | -0.04145 |  | 0 | 0 | 0 | 0 | 0 | 0
100450 | ATHENS | 13.8 | 101 | 112 | 0 | 0 | 0 | 0 | 0 | 0 | -0.04237 | -0.0407 | -0.0407 | -0.0407 | -0.0407 | -0.04144 |  | 0 | 0 | 0 | 0 | 0 | 0
100460 | MONTY HYDRO | 12 | 101 | 114 | 28 | 0 | 28 | 28 | 0 | 0 | -0.04237 | -0.0407 | -0.0407 | -0.0407 | -0.0407 | -0.04144 |  | 0 | 0 | 0 | 0 | 0 | 0
100461 | HARRIS HYD4 | 2.4 | 101 | 114 | 0 | 0 | 0 | 0 | 0 | 0 | -0.04237 | -0.0407 | -0.0407 | -0.0407 | -0.0407 | -0.04144 |  | 0 | 0 | 0 | 0 | 0 | 0
100462 | DEER RIPS | 13.2 | 101 | 114 | 9.2 | 0 | 9.2 | 9.2 | 0 | 0 | -0.04237 | -0.0407 | -0.0407 | -0.0407 | -0.0407 | -0.04144 |  | 0 | 0 | 0 | 0 | 0 | 0
100468 | WESTON HYDRO | 7.2 | 101 | 114 | 0 | 0 | 0 | 0 | 0 | 0 | -0.04237 | -0.0407 | -0.0407 | -0.0407 | -0.0407 | -0.04144 |  | 0 | 0 | 0 | 0 | 0 | 0
100469 | MILLER HYDRO | 4.16 | 101 | 114 | 19.4 | 0 | 19.4 | 19.4 | 0 | 0 | -0.04237 | -0.0407 | -0.0407 | -0.0407 | -0.0407 | -0.04145 |  | 0 | 0 | 0 | 0 | 0 | 0
100470 | PEJEPSCOT | 4.16 | 101 | 114 | 10.21 | 0 | 10.21 | 10.21 | 0 | 0 | -0.04237 | -0.0407 | -0.0407 | -0.0407 | -0.0407 | -0.04145 |  | 0 | 0 | 0 | 0 | 0 | 0
100471 | BRUNSWICK | 13.2 | 101 | 114 | 20.2 | 0 | 20.2 | 20.2 | 0 | 0 | -0.04237 | -0.0407 | -0.0407 | -0.0407 | -0.0407 | -0.04145 |  | 0 | 0 | 0 | 0 | 0 | 0
100477 | SHAWMUT G1-3 | 2.4 | 101 | 114 | 0 | 0 | 0 | 0 | 0 | 0 | -0.04237 | -0.0407 | -0.0407 | -0.0407 | -0.0407 | -0.04144 |  | 0 | 0 | 0 | 0 | 0 | 0
100478 | SHAWMUT G4-6 | 2.4 | 101 | 114 | 0 | 0 | 0 | 0 | 0 | 0 | -0.04237 | -0.0407 | -0.0407 | -0.0407 | -0.0407 | -0.04144 |  | 0 | 0 | 0 | 0 | 0 | 0
100479 | LOCKWOOD HYD | 4 | 101 | 114 | 0 | 0 | 0 | 0 | 0 | 0 | -0.04237 | -0.0407 | -0.0407 | -0.0407 | -0.0407 | -0.04144 |  | 0 | 0 | 0 | 0 | 0 | 0
100480 | SHAWMUT G7-8 | 4 | 101 | 114 | 0 | 0 | 0 | 0 | 0 | 0 | -0.04237 | -0.0407 | -0.0407 | -0.0407 | -0.0407 | -0.04144 |  | 0 | 0 | 0 | 0 | 0 | 0
100483 | AZISCOHOS HY | 4.16 | 101 | 114 | 6.8 | 0 | 6.8 | 6.8 | 0 | 0 | -0.04237 | -0.0407 | -0.0407 | -0.0407 | -0.0407 | -0.04145 |  | 0 | 0 | 0 | 0 | 0 | 0
100485 | GULF ISL G1 | 13.2 | 101 | 114 | 6.14 | 0 | 6.14 | 6.14 | 0 | 0 | -0.04237 | -0.0407 | -0.0407 | -0.0407 | -0.0407 | -0.04144 |  | 0 | 0 | 0 | 0 | 0 | 0
100486 | GULF ISL G2 | 13.2 | 101 | 114 | 0 | 0 | 0 | 0 | 0 | 0 | -0.04237 | -0.0407 | -0.0407 | -0.0407 | -0.0407 | -0.04144 |  | 0 | 0 | 0 | 0 | 0 | 0
100487 | GULF ISL G3 | 13.2 | 101 | 114 | 0 | 0 | 0 | 0 | 0 | 0 | -0.04237 | -0.0407 | -0.0407 | -0.0407 | -0.0407 | -0.04144 |  | 0 | 0 | 0 | 0 | 0 | 0
100562 | ROXWIND_WTG | 0.69 | 101 | 114 | 0 | 0 | 0 | 0 | 0 | 0 | -0.04237 | -0.0407 | -0.0407 | -0.0407 | -0.0407 | -0.04145 |  | 0 | 0 | 0 | 0 | 0 | 0
100688 | MADP ANSONHY | 4.16 | 101 | 134 | 7.01 | 0 | 7.01 | 7.01 | 0 | 0 | -0.04237 | -0.0407 | -0.0407 | -0.0407 | -0.0407 | -0.04144 |  | 0 | 0 | 0 | 0 | 0 | 0
100689 | MADP ABNKI 5 | 4.16 | 101 | 134 | 0 | 0 | 0 | 0 | 0 | 0 | -0.04237 | -0.0407 | -0.0407 | -0.0407 | -0.0407 | -0.04144 |  | 0 | 0 | 0 | 0 | 0 | 0
100690 | MADP ABNKI 6 | 4.2 | 101 | 134 | 0 | 0 | 0 | 0 | 0 | 0 | -0.04237 | -0.0407 | -0.0407 | -0.0407 | -0.0407 | -0.04144 |  | 0 | 0 | 0 | 0 | 0 | 0
100707 | RCRDHL STR1 | 0.69 | 101 | 114 | 6.8 | 0 | 6.8 | 6.8 | 0 | 0 | -0.04237 | -0.0407 | -0.0407 | -0.0407 | -0.0407 | -0.04145 |  | 0 | 0 | 0 | 0 | 0 | 0
100708 | RCRDHL STR2 | 0.69 | 101 | 114 | 6.8 | 0 | 6.8 | 6.8 | 0 | 0 | -0.04237 | -0.0407 | -0.0407 | -0.0407 | -0.0407 | -0.04145 |  | 0 | 0 | 0 | 0 | 0 | 0
100716 | CANTON | 6 | 101 | 114 | 0 | 0 | 0 | 0 | 0 | 0 | -0.04237 | -0.0407 | -0.0407 | -0.0407 | -0.0407 | -0.04145 |  | 0 | 0 | 0 | 0 | 0 | 0
100721 | SPRUCEMT WND | 0.69 | 101 | 114 | 0 | 0 | 0 | 0 | 0 | 0 | -0.04237 | -0.0407 | -0.0407 | -0.0407 | -0.0407 | -0.04145 |  | 0 | 0 | 0 | 0 | 0 | 0
100724 | SADLBCK_G | 6 | 101 | 114 | 3.75 | 0 | 3.75 | 3.75 | 0 | 0 | -0.04237 | -0.0407 | -0.0407 | -0.0407 | -0.0407 | -0.04145 |  | 0 | 0 | 0 | 0 | 0 | 0
100735 | BINGHAM G1 | 0.65 | 101 | 113 | 0 | 0 | 0 | 0 | 0 | 0 | -0.04237 | -0.0407 | -0.0407 | -0.0407 | -0.0407 | -0.04144 |  | 0 | 0 | 0 | 0 | 0 | 0
100736 | BINGHAM G2 | 0.65 | 101 | 113 | 4.98 | 0 | 4.98 | 4.98 | 0 | 0 | -0.04237 | -0.0407 | -0.0407 | -0.0407 | -0.0407 | -0.04144 |  | 0 | 0 | 0 | 0 | 0 | 0
100737 | BINGHAM G3 | 0.65 | 101 | 113 | 6.09 | 0 | 6.09 | 6.09 | 0 | 0 | -0.04237 | -0.0407 | -0.0407 | -0.0407 | -0.0407 | -0.04144 |  | 0 | 0 | 0 | 0 | 0 | 0
100738 | BINGHAM G4 | 0.65 | 101 | 113 | 5.53 | 0 | 5.53 | 5.53 | 0 | 0 | -0.04237 | -0.0407 | -0.0407 | -0.0407 | -0.0407 | -0.04144 |  | 0 | 0 | 0 | 0 | 0 | 0
100739 | BINGHAM G5 | 0.65 | 101 | 113 | 8.3 | 0 | 8.3 | 8.3 | 0 | 0 | -0.04237 | -0.0407 | -0.0407 | -0.0407 | -0.0407 | -0.04144 |  | 0 | 0 | 0 | 0 | 0 | 0
100749 | BINGHAM S1 | 12.5 | 101 | 113 | 0 | 0 | 0 | 0 | 0 | 0 | -0.04237 | -0.0407 | -0.0407 | -0.0407 | -0.0407 | -0.04144 |  | 0 | 0 | 0 | 0 | 0 | 0
100777 | PITTFD_GEN | 0.4 | 101 | 113 | 0 | 0 | 0 | 0 | 0 | 0 | -0.04237 | -0.0407 | -0.0407 | -0.0407 | -0.0407 | -0.04144 |  | 0 | 0 | 0 | 0 | 0 | 0
100851 | ANDOVER | 12 | 101 | 112 | 0 | 0 | 0 | 0 | 0 | 0 | -0.04237 | -0.0407 | -0.0407 | -0.0407 | -0.0407 | -0.04145 |  | 0 | 0 | 0 | 0 | 0 | 0
100870 | FRMSLR_AGG | 0.6 | 101 | 113 | 0 | 0 | 0 | 0 | 0 | 0 | -0.04237 | -0.0407 | -0.0407 | -0.0407 | -0.0407 | -0.04144 |  | 0 | 0 | 0 | 0 | 0 | 0
101062 | RICE RIPS | 34.5 | 101 | 112 | 0 | 0 | 0 | 0 | 0 | 0 | -0.04237 | -0.0407 | -0.0407 | -0.0407 | -0.0407 | -0.04144 |  | 0 | 0 | 0 | 0 | 0 | 0
102101 | PITTSFIELD_H | 4 | 101 | 112 | 0 | 0 | 0 | 0 | 0 | 0 | -0.04237 | -0.0407 | -0.0407 | -0.0407 | -0.0407 | -0.04144 |  | 0 | 0 | 0 | 0 | 0 | 0
102195 | MECH FLS HYD | 34.5 | 101 | 112 | 0 | 0 | 0 | 0 | 0 | 0 | -0.04237 | -0.0407 | -0.0407 | -0.0407 | -0.0407 | -0.04145 |  | 0 | 0 | 0 | 0 | 0 | 0
103050 | STSN_CL1 AGG | 0.57 | 101 | 363 | 0 | 0 | 0 | 0 | 0 | 0 | -0.04237 | -0.0407 | -0.0407 | -0.0407 | -0.0407 | -0.04144 |  | 0 | 0 | 0 | 0 | 0 | 0
103051 | STSN_CL2 AGG | 0.57 | 101 | 363 | 0 | 0 | 0 | 0 | 0 | 0 | -0.04237 | -0.0407 | -0.0407 | -0.0407 | -0.0407 | -0.04144 |  | 0 | 0 | 0 | 0 | 0 | 0
103052 | STSN_CL3 AGG | 0.57 | 101 | 363 | 0 | 0 | 0 | 0 | 0 | 0 | -0.04237 | -0.0407 | -0.0407 | -0.0407 | -0.0407 | -0.04144 |  | 0 | 0 | 0 | 0 | 0 | 0
103060 | MIS G1 | 18 | 101 | 353 | 0 | 0 | 0 | 0 | 0 | 0 | -0.04237 | -0.0407 | -0.0407 | -0.0407 | -0.0407 | -0.04144 |  | 0 | 0 | 0 | 0 | 0 | 0
103061 | MIS G2 | 18 | 101 | 353 | 115.24 | 0 | 157.84 | 115.24 | 0 | 42.6 | -0.04237 | -0.0407 | -0.0407 | -0.0407 | -0.0407 | -0.04144 |  | 0 | 0 | 0 | 0 | 0 | 0
103062 | MIS ST | 18 | 101 | 353 | 176.98 | 0 | 176.98 | 176.98 | 0 | 0 | -0.04237 | -0.0407 | -0.0407 | -0.0407 | -0.0407 | -0.04144 |  | 0 | 0 | 0 | 0 | 0 | 0
103066 | PERC | 13.8 | 101 | 353 | 21.76 | 0 | 21.76 | 21.76 | 0 | 0 | -0.04237 | -0.0407 | -0.0407 | -0.0407 | -0.0407 | -0.04144 |  | 0 | 0 | 0 | 0 | 0 | 0
103067 | INDECK 5GT | 12.5 | 101 | 353 | 0 | 0 | 0 | 0 | 0 | 0 | -0.04237 | -0.0407 | -0.0407 | -0.0407 | -0.0407 | -0.04144 |  | 0 | 0 | 0 | 0 | 0 | 0
103069 | WEST ENFIELD | 13.2 | 101 | 364 | 0 | 0 | 0 | 0 | 0 | 0 | -0.04237 | -0.0407 | -0.0407 | -0.0407 | -0.0407 | -0.04144 |  | 0 | 0 | 0 | 0 | 0 | 0
103070 | INDECK 6GT | 12.5 | 101 | 384 | 24.5 | 0 | 24.5 | 24.5 | 0 | 0 | -0.04237 | -0.0407 | -0.0407 | -0.0407 | -0.0407 | -0.04144 |  | 0 | 0 | 0 | 0 | 0 | 0
103076 | PPL MILFORD | 4.16 | 101 | 354 | 0 | 0 | 0 | 0 | 0 | 0 | -0.04237 | -0.0407 | -0.0407 | -0.0407 | -0.0407 | -0.04144 |  | 0 | 0 | 0 | 0 | 0 | 0
103077 | OT MILL_ST | 4.16 | 101 | 352 | 0 | 0 | 0 | 0 | 0 | 0 | -0.04237 | -0.0407 | -0.0407 | -0.0407 | -0.0407 | -0.04144 |  | 0 | 0 | 0 | 0 | 0 | 0
103079 | ELLSWRTH HYD | 2.3 | 101 | 374 | 0 | 0 | 0 | 0 | 0 | 0 | -0.04237 | -0.0407 | -0.0407 | -0.0407 | -0.0407 | -0.04144 |  | 0 | 0 | 0 | 0 | 0 | 0
103090 | ROLNS C1 AGG | 0.69 | 101 | 364 | 0 | 0 | 0 | 0 | 0 | 0 | -0.04237 | -0.0407 | -0.0407 | -0.0407 | -0.0407 | -0.04144 |  | 0 | 0 | 0 | 0 | 0 | 0
103093 | ROLNS C2 AGG | 0.69 | 101 | 364 | 0 | 0 | 0 | 0 | 0 | 0 | -0.04237 | -0.0407 | -0.0407 | -0.0407 | -0.0407 | -0.04144 |  | 0 | 0 | 0 | 0 | 0 | 0
103107 | DOLBY HYDRO8 | 6.9 | 101 | 364 | 3.01 | 0 | 3.01 | 3.01 | 0 | 0 | -0.04237 | -0.0407 | -0.0407 | -0.0407 | -0.0407 | -0.04144 |  | 0 | 0 | 0 | 0 | 0 | 0
103119 | WELDON HYDRO | 6.9 | 101 | 364 | 18.54 | 0 | 18.54 | 18.54 | 0 | 0 | -0.04237 | -0.0407 | -0.0407 | -0.0407 | -0.0407 | -0.04144 |  | 0 | 0 | 0 | 0 | 0 | 0
103123 | MILLNKT HY18 | 13.8 | 101 | 364 | 15.76 | 0 | 15.76 | 15.76 | 0 | 0 | -0.04237 | -0.0407 | -0.0407 | -0.0407 | -0.0407 | -0.04144 |  | 0 | 0 | 0 | 0 | 0 | 0
103124 | MILLNKT HY25 | 6.9 | 101 | 364 | 23.33 | 0 | 23.33 | 23.33 | 0 | 0 | -0.04237 | -0.0407 | -0.0407 | -0.0407 | -0.0407 | -0.04144 |  | 0 | 0 | 0 | 0 | 0 | 0
103129 | HANCOCK_DVAR | 0.48 | 101 | 381 | 0 | 0 | 0 | 0 | 0 | 0 | -0.04237 | -0.0407 | -0.0407 | -0.0407 | -0.0407 | -0.04144 |  | 0 | 0 | 0 | 0 | 0 | 0
103131 | EMILLNCKT HY | 6.9 | 101 | 364 | 9.27 | 0 | 9.27 | 9.27 | 0 | 0 | -0.04237 | -0.0407 | -0.0407 | -0.0407 | -0.0407 | -0.04144 |  | 0 | 0 | 0 | 0 | 0 | 0
103132 | DOLBY HYDRO | 6.9 | 101 | 364 | 14.37 | 0 | 14.37 | 14.37 | 0 | 0 | -0.04237 | -0.0407 | -0.0407 | -0.0407 | -0.0407 | -0.04144 |  | 0 | 0 | 0 | 0 | 0 | 0
103133 | MCKAY GEN1 | 6.9 | 101 | 363 | 10.43 | 0 | 10.43 | 10.43 | 0 | 0 | -0.04237 | -0.0407 | -0.0407 | -0.0407 | -0.0407 | -0.04144 |  | 0 | 0 | 0 | 0 | 0 | 0
103134 | MCKAY GEN2 | 6.9 | 101 | 363 | 10.43 | 0 | 10.43 | 10.43 | 0 | 0 | -0.04237 | -0.0407 | -0.0407 | -0.0407 | -0.0407 | -0.04144 |  | 0 | 0 | 0 | 0 | 0 | 0
103135 | MCKAY GEN3 | 6.9 | 101 | 363 | 11.36 | 0 | 11.36 | 11.36 | 0 | 0 | -0.04237 | -0.0407 | -0.0407 | -0.0407 | -0.0407 | -0.04144 |  | 0 | 0 | 0 | 0 | 0 | 0
103140 | BULL HIL WND | 0.65 | 101 | 384 | 0 | 0 | 0 | 0 | 0 | 0 | -0.04237 | -0.0407 | -0.0407 | -0.0407 | -0.0407 | -0.04144 |  | 0 | 0 | 0 | 0 | 0 | 0
103141 | NORTHTWIN HY | 2.3 | 101 | 364 | 9.5 | 0 | 9.5 | 9.5 | 0 | 0 | -0.04237 | -0.0407 | -0.0407 | -0.0407 | -0.0407 | -0.04144 |  | 0 | 0 | 0 | 0 | 0 | 0
103143 | OAKFIELD_SC | 12.5 | 101 | 364 | 0 | 0 | 0 | 0 | 0 | 0 | -0.04237 | -0.0407 | -0.0407 | -0.0407 | -0.0407 | -0.04144 |  | 0 | 0 | 0 | 0 | 0 | 0
103147 | OAKFIELD_STR | 0.65 | 101 | 364 | 0 | 0 | 0 | 0 | 0 | 0 | -0.04237 | -0.0407 | -0.0407 | -0.0407 | -0.0407 | -0.04144 |  | 0 | 0 | 0 | 0 | 0 | 0
103152 | PISG_GEN_EQV | 0.69 | 101 | 353 | 0 | 0 | 0 | 0 | 0 | 0 | -0.04237 | -0.0407 | -0.0407 | -0.0407 | -0.0407 | -0.04144 |  | 0 | 0 | 0 | 0 | 0 | 0
103166 | PASSADGENAG1 | 0.65 | 101 | 353 | 0 | 0 | 0 | 0 | 0 | 0 | -0.04237 | -0.0407 | -0.0407 | -0.0407 | -0.0407 | -0.04144 |  | 0 | 0 | 0 | 0 | 0 | 0
103169 | PASSADGENAG2 | 0.65 | 101 | 353 | 0 | 0 | 0 | 0 | 0 | 0 | -0.04237 | -0.0407 | -0.0407 | -0.0407 | -0.0407 | -0.04144 |  | 0 | 0 | 0 | 0 | 0 | 0
103170 | PASSAD CDVAR | 0.48 | 101 | 353 | 0 | 0 | 0 | 0 | 0 | 0 | -0.04237 | -0.0407 | -0.0407 | -0.0407 | -0.0407 | -0.04144 |  | 0 | 0 | 0 | 0 | 0 | 0
103173 | HANCOCK_AGC1 | 0.6 | 101 | 384 | 0 | 0 | 0 | 0 | 0 | 0 | -0.04237 | -0.0407 | -0.0407 | -0.0407 | -0.0407 | -0.04144 |  | 0 | 0 | 0 | 0 | 0 | 0
103174 | HANCOCK_AGC2 | 0.6 | 101 | 384 | 0 | 0 | 0 | 0 | 0 | 0 | -0.04237 | -0.0407 | -0.0407 | -0.0407 | -0.0407 | -0.04144 |  | 0 | 0 | 0 | 0 | 0 | 0
105257 | SACO VLY_SC1 | 12.5 | 101 | 563 | 0 | 0 | 0 | 0 | 0 | 0 | -0.04237 | -0.04069 | -0.04069 | -0.04069 | -0.04069 | -0.04145 |  | 0 | 0 | 0 | 0 | 0 | 0
105258 | SACO VLY_SC2 | 12.5 | 101 | 563 | 0 | 0 | 0 | 0 | 0 | 0 | -0.04237 | -0.04069 | -0.04069 | -0.04069 | -0.04069 | -0.04145 |  | 0 | 0 | 0 | 0 | 0 | 0
911597 | NBNE_CLCOV | 345 | 105 | 15 | 700 | 0 | 700 | 700 | 0 | 0 | -0.04237 | -0.0407 | -0.0407 | -0.0407 | -0.0407 | -0.04144 |  | 0 | 0 | 0 | 0 | 0 | 0
911600 | QP670-PV | 0.6 | 101 | 110 | 77.1 | 0 | 77.1 | 77.1 | 0 | 0 | -0.04237 | -0.0407 | -0.0407 | -0.0407 | -0.0407 | -0.04144 |  | 0 | 0 | 0 | 0 | 0 | 0
990180 | SUN_LOVELL | 115 | 101 | 110 | 0 | 0 | 0 | 0 | 0 | 0 | -0.04237 | -0.04069 | -0.04069 | -0.04069 | -0.04069 | -0.04145 |  | 0 | 0 | 0 | 0 | 0 | 0
992036 | SUN_WARREN | 34.5 | 101 | 112 | 6.93 | 0 | 6.93 | 6.93 | 0 | 0 | -0.04237 | -0.0407 | -0.0407 | -0.0407 | -0.0407 | -0.04144 |  | 0 | 0 | 0 | 0 | 0 | 0
992221 | SUN_WASHIN~1 | 34.5 | 101 | 112 | 5 | 0 | 5 | 5 | 0 | 0 | -0.04237 | -0.0407 | -0.0407 | -0.0407 | -0.0407 | -0.04144 |  | 0 | 0 | 0 | 0 | 0 | 0
105464 | NEWINGTON_G1 | 24 | 101 | 603 | 407.5 | 0 | 407.5 | 407.5 | 0 | 0 | -0.04213 | -0.03961 | -0.03961 | -0.03961 | -0.03961 | -0.04118 |  | 0 | 0 | 0 | 0 | 0 | 0
105476 | NEWINGTON_C1 | 18 | 101 | 603 | 175.28 | 0 | 175.28 | 175.28 | 0 | 0 | -0.04213 | -0.03961 | -0.03961 | -0.03961 | -0.03961 | -0.04118 |  | 0 | 0 | 0 | 0 | 0 | 0
105477 | NEWINGTON_C2 | 18 | 101 | 603 | 175.28 | 0 | 175.28 | 175.28 | 0 | 0 | -0.04213 | -0.03961 | -0.03961 | -0.03961 | -0.03961 | -0.04118 |  | 0 | 0 | 0 | 0 | 0 | 0
105478 | NEWINGTON_S1 | 18 | 101 | 603 | 208.95 | 0 | 208.95 | 208.95 | 0 | 0 | -0.04213 | -0.03961 | -0.03961 | -0.03961 | -0.03961 | -0.04118 |  | 0 | 0 | 0 | 0 | 0 | 0
106056 | GRANITE RDG1 | 16 | 101 | 400 | 223.08 | 0 | 223.08 | 223.08 | 0 | 0 | -0.04036 | -0.04036 | -0.04036 | -0.04036 | -0.04036 | -0.04036 |  | 0 | 0 | 0 | 0 | 0 | 0
113444 | QP698 | 0.48 | 101 | 1110 | 0 | 0 | 0 | 0 | 0 | 0 | -0.03942 | -0.03932 | -0.03932 | -0.03932 | -0.03932 | -0.03928 |  | 0 | 0 | 0 | 0 | 0 | 0
993283 | SUN_E WINC~1 | 115 | 101 | 1110 | 0 | 0 | 0 | 0 | 0 | 0 | -0.03942 | -0.03932 | -0.03932 | -0.03932 | -0.03932 | -0.03928 |  | 0 | 0 | 0 | 0 | 0 | 0
106057 | GRANITE RDG2 | 16 | 101 | 400 | 223.08 | 0 | 223.08 | 223.08 | 0 | 0 | -0.03867 | -0.0389 | -0.0389 | -0.0389 | -0.0389 | -0.03883 |  | 0 | 0 | 0 | 0 | 0 | 0
116417 | STONY BRK 1A | 13.8 | 101 | 1333 | 103.17 | 0 | 103.17 | 103.17 | 0 | 0 | -0.0353 | -0.03528 | -0.03528 | -0.03528 | -0.03528 | -0.03522 |  | 0 | 0 | 0 | 0 | 0 | 0
116418 | STONY BRK 1B | 13.8 | 101 | 1333 | 101.67 | 0 | 101.67 | 101.67 | 0 | 0 | -0.0353 | -0.03528 | -0.03528 | -0.03528 | -0.03528 | -0.03522 |  | 0 | 0 | 0 | 0 | 0 | 0
116419 | STONY BRK 1C | 13.8 | 101 | 1333 | 103.17 | 0 | 103.17 | 103.17 | 0 | 0 | -0.0353 | -0.03528 | -0.03528 | -0.03528 | -0.03528 | -0.03522 |  | 0 | 0 | 0 | 0 | 0 | 0
116420 | STONY BRK 1S | 13.8 | 101 | 1333 | 21.31 | 0 | 82.36 | 21.31 | 0 | 61.05 | -0.0353 | -0.03528 | -0.03528 | -0.03528 | -0.03528 | -0.03522 |  | 0 | 0 | 0 | 0 | 0 | 0
116421 | STONY BRK 2A | 13.8 | 101 | 1333 | 0 | 0 | 0 | 0 | 0 | 0 | -0.0353 | -0.03528 | -0.03528 | -0.03528 | -0.03528 | -0.03522 |  | 0 | 0 | 0 | 0 | 0 | 0
116422 | STONY BRK 2B | 13.8 | 101 | 1333 | 0 | 0 | 0 | 0 | 0 | 0 | -0.0353 | -0.03528 | -0.03528 | -0.03528 | -0.03528 | -0.03522 |  | 0 | 0 | 0 | 0 | 0 | 0
996045 | BAT_LUDLOW | 345 | 101 | 1330 | 0 | 0 | 0 | 0 | 0 | 0 | -0.0353 | -0.03528 | -0.03528 | -0.03528 | -0.03528 | -0.03522 |  | 0 | 0 | 0 | 0 | 0 | 0
114067 | LAWRENCE HYD | 4.16 | 101 | 1120 | 9.4 | 0 | 9.4 | 9.4 | 0 | 0 | -0.03389 | -0.03462 | -0.03462 | -0.03462 | -0.03462 | -0.03446 |  | 0 | 0 | 0 | 0 | 0 | 0
114026 | PERRY ST 3 | 13.8 | 101 | 1120 | 0.64 | 0 | 0.64 | 0.64 | 0 | 0 | -0.03337 | -0.03376 | -0.03376 | -0.03376 | -0.03376 | -0.03366 |  | 0 | 0 | 0 | 0 | 0 | 0
114047 | LENERGIA CT | 13.8 | 101 | 1120 | 50.43 | 0 | 50.43 | 50.43 | 0 | 0 | -0.03337 | -0.03376 | -0.03376 | -0.03376 | -0.03376 | -0.03366 |  | 0 | 0 | 0 | 0 | 0 | 0
114048 | LENERGIA ST | 13.8 | 101 | 1120 | 23.57 | 0 | 23.57 | 23.57 | 0 | 0 | -0.03337 | -0.03376 | -0.03376 | -0.03376 | -0.03376 | -0.03366 |  | 0 | 0 | 0 | 0 | 0 | 0
114085 | BOOT HYD G1 | 4.16 | 101 | 1120 | 9 | 0 | 9 | 9 | 0 | 0 | -0.03337 | -0.03376 | -0.03376 | -0.03376 | -0.03376 | -0.03366 |  | 0 | 0 | 0 | 0 | 0 | 0
114086 | BOOT HYD G2 | 4.16 | 101 | 1120 | 9 | 0 | 9 | 9 | 0 | 0 | -0.03337 | -0.03376 | -0.03376 | -0.03376 | -0.03376 | -0.03366 |  | 0 | 0 | 0 | 0 | 0 | 0
114069 | WHLABRATR NA | 13.8 | 101 | 1120 | 40 | 0 | 40 | 40 | 0 | 0 | -0.03299 | -0.03483 | -0.03483 | -0.03483 | -0.03483 | -0.03451 |  | 0 | 0 | 0 | 0 | 0 | 0
114070 | OGDEN-MARTIN | 13.8 | 101 | 1120 | 41.68 | 0 | 41.68 | 41.68 | 0 | 0 | -0.03299 | -0.03483 | -0.03483 | -0.03483 | -0.03483 | -0.03451 |  | 0 | 0 | 0 | 0 | 0 | 0
996240 | AC_BUCK POND | 115 | 101 | 1330 | 0 | 0 | 0 | 0 | 0 | 0 | -0.03263 | -0.03262 | -0.03262 | -0.03262 | -0.03262 | -0.03256 |  | 0 | 0 | 0 | 0 | 0 | 0
993969 | BAT_BILERC~1 | 115 | 101 | 1120 | 150 | 0 | 150 | 150 | 0 | 0 | -0.03247 | -0.03288 | -0.03288 | -0.03288 | -0.03288 | -0.03277 |  | 0 | 0 | 0 | 0 | 0 | 0
993997 | DFO NG_MID~1 | 115 | 101 | 1120 | 23 | 0 | 23 | 23 | 0 | 0 | -0.03227 | -0.03391 | -0.03391 | -0.03391 | -0.03391 | -0.03362 |  | 0 | 0 | 0 | 0 | 0 | 0
114713 | WATERS RVRJ1 | 13.8 | 101 | 1242 | 16.44 | 0 | 16.44 | 16.44 | 0 | 0 | -0.03158 | -0.03283 | -0.03283 | -0.03283 | -0.03283 | -0.03259 |  | 0 | 0 | 0 | 0 | 0 | 0
994421 | DFO NG_WAT~1 | 115 | 101 | 1130 | 61.85 | 0 | 61.85 | 61.85 | 0 | 0 | -0.03158 | -0.03283 | -0.03283 | -0.03283 | -0.03283 | -0.03259 |  | 0 | 0 | 0 | 0 | 0 | 0
114714 | WATERS RVRJ2 | 13.8 | 101 | 1242 | 30.79 | 0 | 30.79 | 30.79 | 0 | 0 | -0.03157 | -0.0328 | -0.0328 | -0.0328 | -0.0328 | -0.03256 |  | 0 | 0 | 0 | 0 | 0 | 0
114716 | MMWEC WR | 13.8 | 101 | 1242 | 57.97 | 0 | 57.97 | 57.97 | 0 | 0 | -0.03157 | -0.0328 | -0.0328 | -0.0328 | -0.0328 | -0.03256 |  | 0 | 0 | 0 | 0 | 0 | 0
114484 | SALEM 5CT | 18 | 101 | 1130 | 203.25 | 0 | 203.25 | 203.25 | 0 | 0 | -0.03134 | -0.03241 | -0.03241 | -0.03241 | -0.03241 | -0.0322 |  | 0 | 0 | 0 | 0 | 0 | 0
114485 | SALEM 5ST | 13.8 | 101 | 1130 | 133.75 | 0 | 133.75 | 133.75 | 0 | 0 | -0.03134 | -0.03241 | -0.03241 | -0.03241 | -0.03241 | -0.0322 |  | 0 | 0 | 0 | 0 | 0 | 0
114487 | SALEM 6CT | 18 | 101 | 1130 | 203.25 | 0 | 203.25 | 203.25 | 0 | 0 | -0.03134 | -0.03241 | -0.03241 | -0.03241 | -0.03241 | -0.0322 |  | 0 | 0 | 0 | 0 | 0 | 0
114488 | SALEM 6ST | 13.8 | 101 | 1130 | 133.75 | 0 | 133.75 | 133.75 | 0 | 0 | -0.03134 | -0.03241 | -0.03241 | -0.03241 | -0.03241 | -0.0322 |  | 0 | 0 | 0 | 0 | 0 | 0
114728 | MARBLEHEAD A | 23 | 101 | 1246 | 2.5 | 0 | 2.5 | 2.5 | 0 | 0 | -0.03129 | -0.03233 | -0.03233 | -0.03233 | -0.03233 | -0.03212 |  | 0 | 0 | 0 | 0 | 0 | 0
114729 | MARBLEHEAD B | 23 | 101 | 1246 | 2.5 | 0 | 2.5 | 2.5 | 0 | 0 | -0.03129 | -0.03233 | -0.03233 | -0.03233 | -0.03233 | -0.03212 |  | 0 | 0 | 0 | 0 | 0 | 0
116433 | ORCHARD | 13.8 | 101 | 1332 | 0 | 0 | 0 | 0 | 0 | 0 | -0.03123 | -0.03123 | -0.03123 | -0.03123 | -0.03123 | -0.03117 |  | 0 | 0 | 0 | 0 | 0 | 0
116556 | COBBLE MT_G | 6.9 | 101 | 1333 | 19.96 | 0 | 19.96 | 19.96 | 0 | 0 | -0.03097 | -0.03096 | -0.03096 | -0.03096 | -0.03096 | -0.0309 |  | 0 | 0 | 0 | 0 | 0 | 0
116438 | MONSANTO_C1 | 13.8 | 101 | 1333 | 84.65 | 0 | 84.65 | 84.65 | 0 | 0 | -0.03079 | -0.03078 | -0.03078 | -0.03078 | -0.03078 | -0.03072 |  | 0 | 0 | 0 | 0 | 0 | 0
116439 | MONSANTO_S1 | 13.8 | 101 | 1333 | 76.01 | 0 | 76.01 | 76.01 | 0 | 0 | -0.03079 | -0.03078 | -0.03078 | -0.03078 | -0.03078 | -0.03072 |  | 0 | 0 | 0 | 0 | 0 | 0
116440 | MONSANTO_C2 | 13.8 | 101 | 1333 | 84.65 | 0 | 84.65 | 84.65 | 0 | 0 | -0.03079 | -0.03078 | -0.03078 | -0.03078 | -0.03078 | -0.03072 |  | 0 | 0 | 0 | 0 | 0 | 0
993017 | SUN_FLOREN~1 | 115 | 101 | 1100 | 0 | 0 | 0 | 0 | 0 | 0 | -0.03068 | -0.03067 | -0.03067 | -0.03067 | -0.03067 | -0.03061 |  | 0 | 0 | 0 | 0 | 0 | 0
990759 | BAT_MYSTIC~1 | 345 | 101 | 1000 | 276 | 0 | 276 | 276 | 0 | 0 | -0.03042 | -0.03101 | -0.03101 | -0.03101 | -0.03101 | -0.03086 |  | 0 | 0 | 0 | 0 | 0 | 0
991802 | BAT_MYSTIC_R | 345 | 101 | 1000 | 507 | 0 | 507 | 507 | 0 | 0 | -0.03042 | -0.03101 | -0.03101 | -0.03101 | -0.03101 | -0.03086 |  | 0 | 0 | 0 | 0 | 0 | 0
116452 | HADLEY FALLS | 6.6 | 101 | 1334 | 14.95 | 0 | 14.95 | 14.95 | 0 | 0 | -0.03023 | -0.03023 | -0.03023 | -0.03023 | -0.03023 | -0.03017 |  | 0 | 0 | 0 | 0 | 0 | 0
993118 | SUN_5 CORN~1 | 115 | 101 | 1100 | 0 | 0 | 0 | 0 | 0 | 0 | -0.03014 | -0.03013 | -0.03013 | -0.03013 | -0.03013 | -0.03007 |  | 0 | 0 | 0 | 0 | 0 | 0
993014 | SUN_THORND~1 | 115 | 101 | 1100 | 17.42 | 0 | 17.42 | 17.42 | 0 | 0 | -0.02957 | -0.02958 | -0.02958 | -0.02958 | -0.02958 | -0.02952 |  | 0 | 0 | 0 | 0 | 0 | 0
113877 | PINETREE PWR | 13.8 | 101 | 1206 | 0 | 0 | 0 | 0 | 0 | 0 | -0.02951 | -0.02949 | -0.02949 | -0.02949 | -0.02949 | -0.02944 |  | 0 | 0 | 0 | 0 | 0 | 0
993282 | SUN_FLAGG ~1 | 115 | 101 | 1110 | 0 | 0 | 0 | 0 | 0 | 0 | -0.02951 | -0.02949 | -0.02949 | -0.02949 | -0.02949 | -0.02944 |  | 0 | 0 | 0 | 0 | 0 | 0
993868 | WDS_FLAGG ~1 | 69 | 101 | 1206 | 0 | 0 | 0 | 0 | 0 | 0 | -0.02951 | -0.02949 | -0.02949 | -0.02949 | -0.02949 | -0.02944 |  | 0 | 0 | 0 | 0 | 0 | 0
993109 | SUN_WEST H~1 | 115 | 101 | 1100 | 3.33 | 0 | 13.17 | 3.33 | 0 | 9.84 | -0.02943 | -0.02944 | -0.02944 | -0.02944 | -0.02944 | -0.02938 |  | 0 | 0 | 0 | 0 | 0 | 0
114465 | RESCO-SAUGUS | 13.8 | 101 | 1130 | 32.79 | 0 | 32.79 | 32.79 | 0 | 0 | -0.02925 | -0.02983 | -0.02983 | -0.02983 | -0.02983 | -0.02968 |  | 0 | 0 | 0 | 0 | 0 | 0
116458 | FRONT STREET | 4.16 | 101 | 1334 | 0 | 0 | 0 | 0 | 0 | 0 | -0.02925 | -0.02925 | -0.02925 | -0.02925 | -0.02925 | -0.02919 |  | 0 | 0 | 0 | 0 | 0 | 0
121841 | NUTMEG_G | 0.42 | 101 | 1653 | 0 | 0 | 0 | 0 | 0 | 0 | -0.02911 | -0.02911 | -0.02911 | -0.02911 | -0.02911 | -0.02905 |  | 0 | 0 | 0 | 0 | 0 | 0
999993 | SUN_SCITICO | 115 | 101 | 1650 | 0 | 0 | 0 | 0 | 0 | 0 | -0.02911 | -0.02911 | -0.02911 | -0.02911 | -0.02911 | -0.02905 |  | 0 | 0 | 0 | 0 | 0 | 0
911550 | PH2_DGEN | 345 | 101 | 1120 | 353.9 | 0 | 700 | 353.9 | 0 | 346.1 | -0.02886 | -0.02898 | -0.02898 | -0.02898 | -0.02898 | -0.02889 |  | 0 | 0 | 0 | 0 | 0 | 0
114470 | GE RIVER R&T | 13.8 | 101 | 1130 | 1.14 | 0 | 1.14 | 1.14 | 0 | 0 | -0.02862 | -0.02917 | -0.02917 | -0.02917 | -0.02917 | -0.02903 |  | 0 | 0 | 0 | 0 | 0 | 0
114474 | GE RIVER S&U | 13.8 | 101 | 1130 | 1.14 | 0 | 1.14 | 1.14 | 0 | 0 | -0.02862 | -0.02917 | -0.02917 | -0.02917 | -0.02917 | -0.02903 |  | 0 | 0 | 0 | 0 | 0 | 0
116505 | BERKSHRE_G1 | 21 | 101 | 1333 | 270 | 0 | 270 | 270 | 0 | 0 | -0.02831 | -0.0283 | -0.0283 | -0.0283 | -0.0283 | -0.02824 |  | 0 | 0 | 0 | 0 | 0 | 0
990804 | SUN BAT_BU~1 | 115 | 101 | 1000 | 5.5 | 0 | 5.5 | 5.5 | 0 | 0 | -0.02818 | -0.02866 | -0.02866 | -0.02866 | -0.02866 | -0.02853 |  | 0 | 0 | 0 | 0 | 0 | 0
111123 | KENDALL ST B | 13.8 | 101 | 1013 | 27.75 | 0 | 27.75 | 27.75 | 0 | 0 | -0.02809 | -0.0286 | -0.0286 | -0.0286 | -0.0286 | -0.02847 |  | 0 | 0 | 0 | 0 | 0 | 0
111126 | KENDALL CT | 18 | 101 | 1013 | 170 | 0 | 170 | 170 | 0 | 0 | -0.02809 | -0.0286 | -0.0286 | -0.0286 | -0.0286 | -0.02847 |  | 0 | 0 | 0 | 0 | 0 | 0
111127 | E CAMBRIDGE | 13.8 | 101 | 1012 | 0 | 0 | 0 | 0 | 0 | 0 | -0.02809 | -0.0286 | -0.0286 | -0.0286 | -0.0286 | -0.02847 |  | 0 | 0 | 0 | 0 | 0 | 0
991103 | NG_PUTNAM 36 | 115 | 101 | 1010 | 43 | 0 | 43 | 43 | 0 | 0 | -0.02809 | -0.0286 | -0.0286 | -0.0286 | -0.0286 | -0.02847 |  | 0 | 0 | 0 | 0 | 0 | 0
991104 | DFO NG_KEN~1 | 115 | 101 | 1010 | 30 | 0 | 30 | 30 | 0 | 0 | -0.02809 | -0.0286 | -0.0286 | -0.0286 | -0.0286 | -0.02847 |  | 0 | 0 | 0 | 0 | 0 | 0
111125 | PUTNAM 2 | 13.8 | 101 | 1012 | 0 | 0 | 0 | 0 | 0 | 0 | -0.0277 | -0.0282 | -0.0282 | -0.0282 | -0.0282 | -0.02806 |  | 0 | 0 | 0 | 0 | 0 | 0
990819 | BAT_CHELSE~1 | 115 | 101 | 1000 | 351.9 | 0 | 351.9 | 351.9 | 0 | 0 | -0.0277 | -0.0282 | -0.0282 | -0.0282 | -0.0282 | -0.02807 |  | 0 | 0 | 0 | 0 | 0 | 0
111124 | KENDALL JET | 13.8 | 101 | 1014 | 18 | 0 | 18 | 18 | 0 | 0 | -0.02758 | -0.02808 | -0.02808 | -0.02808 | -0.02808 | -0.02794 |  | 0 | 0 | 0 | 0 | 0 | 0
113073 | PALMER | 23 | 101 | 1100 | 0 | 0 | 0 | 0 | 0 | 0 | -0.0274 | -0.02742 | -0.02742 | -0.02742 | -0.02742 | -0.02736 |  | 0 | 0 | 0 | 0 | 0 | 0
993012 | SUN_PALMER | 115 | 101 | 1100 | 19.2 | 0 | 19.2 | 19.2 | 0 | 0 | -0.0274 | -0.02742 | -0.02742 | -0.02742 | -0.02742 | -0.02736 |  | 0 | 0 | 0 | 0 | 0 | 0
110983 | MATEP_DIESEL | 13.8 | 101 | 1004 | 19.35 | 0 | 19.35 | 19.35 | 0 | 0 | -0.02718 | -0.02766 | -0.02766 | -0.02766 | -0.02766 | -0.02753 |  | 0 | 0 | 0 | 0 | 0 | 0
110984 | MATEP_CC | 13.8 | 101 | 1004 | 57.1 | 0 | 57.1 | 57.1 | 0 | 0 | -0.02718 | -0.02766 | -0.02766 | -0.02766 | -0.02766 | -0.02753 |  | 0 | 0 | 0 | 0 | 0 | 0
990926 | BAT_ELECTR~1 | 115 | 101 | 1000 | 267.51 | 0 | 326.37 | 267.51 | 0 | 58.86 | -0.02713 | -0.0276 | -0.0276 | -0.0276 | -0.0276 | -0.02747 |  | 0 | 0 | 0 | 0 | 0 | 0
110985 | MATEP 3 | 13.8 | 101 | 1004 | 19.35 | 0 | 19.35 | 19.35 | 0 | 0 | -0.02699 | -0.02747 | -0.02747 | -0.02747 | -0.02747 | -0.02734 |  | 0 | 0 | 0 | 0 | 0 | 0
111009 | MBTA | 14.4 | 101 | 1002 | 47 | 0 | 47 | 47 | 0 | 0 | -0.02677 | -0.02724 | -0.02724 | -0.02724 | -0.02724 | -0.02711 |  | 0 | 0 | 0 | 0 | 0 | 0
116492 | W-SPRNGFLD-1 | 13.8 | 101 | 1333 | 39 | 0 | 39 | 39 | 0 | 0 | -0.02658 | -0.02658 | -0.02658 | -0.02658 | -0.02658 | -0.02651 |  | 0 | 0 | 0 | 0 | 0 | 0
116493 | W-SPRNGFLD-2 | 13.8 | 101 | 1333 | 0 | 0 | 0 | 0 | 0 | 0 | -0.02658 | -0.02658 | -0.02658 | -0.02658 | -0.02658 | -0.02651 |  | 0 | 0 | 0 | 0 | 0 | 0
116494 | W-SPRNGFLD-3 | 13.8 | 101 | 1333 | 107 | 0 | 107 | 107 | 0 | 0 | -0.02658 | -0.02658 | -0.02658 | -0.02658 | -0.02658 | -0.02651 |  | 0 | 0 | 0 | 0 | 0 | 0
116495 | SPGFLD RFUSE | 4.16 | 101 | 1334 | 0 | 0 | 0 | 0 | 0 | 0 | -0.02658 | -0.02658 | -0.02658 | -0.02658 | -0.02658 | -0.02651 |  | 0 | 0 | 0 | 0 | 0 | 0
113128 | WARREN_A | 0.34 | 101 | 1100 | 0 | 0 | 0 | 0 | 0 | 0 | -0.02644 | -0.02649 | -0.02649 | -0.02649 | -0.02649 | -0.02642 |  | 0 | 0 | 0 | 0 | 0 | 0
113129 | WARREN_B | 0.34 | 101 | 1100 | 0 | 0 | 0 | 0 | 0 | 0 | -0.02644 | -0.02649 | -0.02649 | -0.02649 | -0.02649 | -0.02642 |  | 0 | 0 | 0 | 0 | 0 | 0
113130 | WARREN_C | 0.36 | 101 | 1100 | 0 | 0 | 0 | 0 | 0 | 0 | -0.02644 | -0.02649 | -0.02649 | -0.02649 | -0.02649 | -0.02642 |  | 0 | 0 | 0 | 0 | 0 | 0
993004 | SUN_LITL R~1 | 115 | 101 | 1100 | 24.91 | 0 | 24.91 | 24.91 | 0 | 0 | -0.02644 | -0.02649 | -0.02649 | -0.02649 | -0.02649 | -0.02642 |  | 0 | 0 | 0 | 0 | 0 | 0
993300 | SUN_W CHAR~1 | 115 | 101 | 1110 | 0 | 0 | 0 | 0 | 0 | 0 | -0.02508 | -0.02515 | -0.02515 | -0.02515 | -0.02515 | -0.02508 |  | 0 | 0 | 0 | 0 | 0 | 0
113389 | SNOW STREET2 | 13.2 | 101 | 1110 | 0 | 0 | 0 | 0 | 0 | 0 | -0.02483 | -0.02491 | -0.02491 | -0.02491 | -0.02491 | -0.02483 |  | 0 | 0 | 0 | 0 | 0 | 0
113405 | MILLENIUM CT | 16 | 101 | 1110 | 0 | 0 | 0 | 0 | 0 | 0 | -0.02483 | -0.02491 | -0.02491 | -0.02491 | -0.02491 | -0.02483 |  | 0 | 0 | 0 | 0 | 0 | 0
113406 | MILLENIUM ST | 13.8 | 101 | 1110 | 0 | 0 | 0 | 0 | 0 | 0 | -0.02483 | -0.02491 | -0.02491 | -0.02491 | -0.02491 | -0.02483 |  | 0 | 0 | 0 | 0 | 0 | 0
993295 | SUN_SNOW S~1 | 115 | 101 | 1110 | 0 | 0 | 0 | 0 | 0 | 0 | -0.02483 | -0.02491 | -0.02491 | -0.02491 | -0.02491 | -0.02483 |  | 0 | 0 | 0 | 0 | 0 | 0
993036 | SUN_WILBRA~1 | 69 | 101 | 1100 | 9.7 | 0 | 9.7 | 9.7 | 0 | 0 | -0.02436 | -0.02439 | -0.02439 | -0.02439 | -0.02439 | -0.02432 |  | 0 | 0 | 0 | 0 | 0 | 0
993047 | SUN_E.LONG~1 | 69 | 101 | 1100 | 8.99 | 0 | 8.99 | 8.99 | 0 | 0 | -0.02436 | -0.02439 | -0.02439 | -0.02439 | -0.02439 | -0.02432 |  | 0 | 0 | 0 | 0 | 0 | 0
113429 | FRENCH_B1 | 0.48 | 101 | 1110 | 0 | 0 | 0 | 0 | 0 | 0 | -0.02391 | -0.02401 | -0.02401 | -0.02401 | -0.02401 | -0.02393 |  | 0 | 0 | 0 | 0 | 0 | 0
113431 | FRENCH_A1 | 0.48 | 101 | 1110 | 0 | 0 | 0 | 0 | 0 | 0 | -0.02391 | -0.02401 | -0.02401 | -0.02401 | -0.02401 | -0.02393 |  | 0 | 0 | 0 | 0 | 0 | 0
113432 | FRENCH_A2 | 0.48 | 101 | 1110 | 0 | 0 | 0 | 0 | 0 | 0 | -0.02391 | -0.02401 | -0.02401 | -0.02401 | -0.02401 | -0.02393 |  | 0 | 0 | 0 | 0 | 0 | 0
993287 | SUN_NORTH ~1 | 115 | 101 | 1110 | 0 | 0 | 0 | 0 | 0 | 0 | -0.02391 | -0.02401 | -0.02401 | -0.02401 | -0.02401 | -0.02393 |  | 0 | 0 | 0 | 0 | 0 | 0
113404 | WMI MILLBURY | 13.8 | 101 | 1110 | 40.94 | 0 | 40.94 | 40.94 | 0 | 0 | -0.02241 | -0.02253 | -0.02253 | -0.02253 | -0.02253 | -0.02245 |  | 0 | 0 | 0 | 0 | 0 | 0
113907 | SHREWSBRY | 69 | 101 | 1214 | 0 | 0 | 0 | 0 | 0 | 0 | -0.02194 | -0.02205 | -0.02205 | -0.02205 | -0.02205 | -0.02197 |  | 0 | 0 | 0 | 0 | 0 | 0
113341 | OAKDALE_A53 | 69 | 101 | 1110 | 0 | 0 | 0 | 0 | 0 | 0 | -0.02086 | -0.02097 | -0.02097 | -0.02097 | -0.02097 | -0.02089 |  | 0 | 0 | 0 | 0 | 0 | 0
113926 | CHERRYST DSL | 4.16 | 101 | 1220 | 16.8 | 0 | 16.8 | 16.8 | 0 | 0 | -0.0208 | -0.02096 | -0.02096 | -0.02096 | -0.02096 | -0.02088 |  | 0 | 0 | 0 | 0 | 0 | 0
993328 | SUN_EAST W~1 | 69 | 101 | 1110 | 9.93 | 0 | 9.93 | 9.93 | 0 | 0 | -0.02062 | -0.02074 | -0.02074 | -0.02074 | -0.02074 | -0.02066 |  | 0 | 0 | 0 | 0 | 0 | 0
111028 | FRAMINGHAM | 13.8 | 101 | 1002 | 42.3 | 0 | 42.3 | 42.3 | 0 | 0 | -0.01996 | -0.02021 | -0.02021 | -0.02021 | -0.02021 | -0.02011 |  | 0 | 0 | 0 | 0 | 0 | 0
113894 | STERLING T2 | 13.8 | 101 | 1210 | 0 | 0 | 0 | 0 | 0 | 0 | -0.01954 | -0.01961 | -0.01961 | -0.01961 | -0.01961 | -0.01954 |  | 0 | 0 | 0 | 0 | 0 | 0
114858 | MILFRD MA CT | 13.8 | 101 | 1140 | 109.83 | 0 | 109.83 | 109.83 | 0 | 0 | -0.01942 | -0.01961 | -0.01961 | -0.01961 | -0.01961 | -0.01952 |  | 0 | 0 | 0 | 0 | 0 | 0
114859 | MILFRD MA ST | 13.8 | 101 | 1140 | 92.17 | 0 | 92.17 | 92.17 | 0 | 0 | -0.01942 | -0.01961 | -0.01961 | -0.01961 | -0.01961 | -0.01952 |  | 0 | 0 | 0 | 0 | 0 | 0
113378 | FITCH RD1 | 13.8 | 101 | 1110 | 0.95 | 0 | 0.95 | 0.95 | 0 | 0 | -0.0194 | -0.0195 | -0.0195 | -0.0195 | -0.0195 | -0.01942 |  | 0 | 0 | 0 | 0 | 0 | 0
113379 | FITCH RD2 | 13.8 | 101 | 1110 | 0.95 | 0 | 0.95 | 0.95 | 0 | 0 | -0.0194 | -0.0195 | -0.0195 | -0.0195 | -0.0195 | -0.01942 |  | 0 | 0 | 0 | 0 | 0 | 0
113142 | SOLTERRA A | 0.48 | 101 | 1100 | 0 | 0 | 0 | 0 | 0 | 0 | -0.01924 | -0.01933 | -0.01933 | -0.01933 | -0.01933 | -0.01925 |  | 0 | 0 | 0 | 0 | 0 | 0
113143 | SOLTERRA B | 0.42 | 101 | 1100 | 0 | 0 | 0 | 0 | 0 | 0 | -0.01924 | -0.01933 | -0.01933 | -0.01933 | -0.01933 | -0.01925 |  | 0 | 0 | 0 | 0 | 0 | 0
993000 | SUN_TREASU~1 | 115 | 101 | 1100 | 0 | 0 | 0 | 0 | 0 | 0 | -0.01924 | -0.01933 | -0.01933 | -0.01933 | -0.01933 | -0.01925 |  | 0 | 0 | 0 | 0 | 0 | 0
993285 | SUN_LITCHF~1 | 115 | 101 | 1110 | 0 | 0 | 0 | 0 | 0 | 0 | -0.01922 | -0.01929 | -0.01929 | -0.01929 | -0.01929 | -0.01921 |  | 0 | 0 | 0 | 0 | 0 | 0
111080 | W MEDWAY J4 | 13.8 | 101 | 1023 | 97.4 | 0 | 97.4 | 97.4 | 0 | 0 | -0.01897 | -0.01917 | -0.01917 | -0.01917 | -0.01917 | -0.01908 |  | 0 | 0 | 0 | 0 | 0 | 0
111081 | W MEDWAY J5 | 13.8 | 101 | 1023 | 97.4 | 0 | 97.4 | 97.4 | 0 | 0 | -0.01897 | -0.01917 | -0.01917 | -0.01917 | -0.01917 | -0.01908 |  | 0 | 0 | 0 | 0 | 0 | 0
111083 | W MEDWAY J3 | 13.8 | 101 | 1023 | 57.5 | 0 | 57.5 | 57.5 | 0 | 0 | -0.01897 | -0.01917 | -0.01917 | -0.01917 | -0.01917 | -0.01908 |  | 0 | 0 | 0 | 0 | 0 | 0
993264 | SUN_MILLBURY | 345 | 101 | 1110 | 0 | 0 | 0 | 0 | 0 | 0 | -0.01869 | -0.01883 | -0.01883 | -0.01883 | -0.01883 | -0.01875 |  | 0 | 0 | 0 | 0 | 0 | 0
990898 | SUN BAT_CA~1 | 115 | 101 | 1020 | 8.8 | 0 | 8.8 | 8.8 | 0 | 0 | -0.01839 | -0.01862 | -0.01862 | -0.01862 | -0.01862 | -0.01852 |  | 0 | 0 | 0 | 0 | 0 | 0
110950 | W MEDWAY J2 | 13.8 | 101 | 1023 | 0 | 0 | 0 | 0 | 0 | 0 | -0.01809 | -0.01832 | -0.01832 | -0.01832 | -0.01832 | -0.01823 |  | 0 | 0 | 0 | 0 | 0 | 0
110951 | W MEDWAY JET | 13.8 | 101 | 1023 | 0 | 0 | 0 | 0 | 0 | 0 | -0.01809 | -0.01832 | -0.01832 | -0.01832 | -0.01832 | -0.01823 |  | 0 | 0 | 0 | 0 | 0 | 0
111092 | EDGAR ST | 18 | 101 | 1023 | 0 | 0 | 0 | 0 | 0 | 0 | -0.01794 | -0.01817 | -0.01817 | -0.01817 | -0.01817 | -0.01807 |  | 0 | 0 | 0 | 0 | 0 | 0
111093 | EDGAR GT1 | 16 | 101 | 1023 | 0 | 0 | 0 | 0 | 0 | 0 | -0.01794 | -0.01817 | -0.01817 | -0.01817 | -0.01817 | -0.01807 |  | 0 | 0 | 0 | 0 | 0 | 0
111097 | EDGAR GT2 | 16 | 101 | 1023 | 0 | 0 | 0 | 0 | 0 | 0 | -0.01794 | -0.01817 | -0.01817 | -0.01817 | -0.01817 | -0.01807 |  | 0 | 0 | 0 | 0 | 0 | 0
111722 | TA WATSON 1 | 13.8 | 101 | 1063 | 0 | 0 | 0 | 0 | 0 | 0 | -0.01794 | -0.01817 | -0.01817 | -0.01817 | -0.01817 | -0.01807 |  | 0 | 0 | 0 | 0 | 0 | 0
111723 | TA WATSON 2 | 13.8 | 101 | 1063 | 0 | 0 | 0 | 0 | 0 | 0 | -0.01794 | -0.01817 | -0.01817 | -0.01817 | -0.01817 | -0.01807 |  | 0 | 0 | 0 | 0 | 0 | 0
111728 | POTTER 2 CT | 13.8 | 101 | 1063 | 0 | 0 | 0 | 0 | 0 | 0 | -0.01794 | -0.01817 | -0.01817 | -0.01817 | -0.01817 | -0.01807 |  | 0 | 0 | 0 | 0 | 0 | 0
111729 | POTTER 2 ST | 13.8 | 101 | 1063 | 0 | 0 | 0 | 0 | 0 | 0 | -0.01794 | -0.01817 | -0.01817 | -0.01817 | -0.01817 | -0.01807 |  | 0 | 0 | 0 | 0 | 0 | 0
990901 | DFO NG_EDGAR | 115 | 101 | 1020 | 0 | 0 | 0 | 0 | 0 | 0 | -0.01794 | -0.01817 | -0.01817 | -0.01817 | -0.01817 | -0.01807 |  | 0 | 0 | 0 | 0 | 0 | 0
113082 | BARRE MA T1 | 13.8 | 101 | 1100 | 0 | 0 | 0 | 0 | 0 | 0 | -0.01772 | -0.01779 | -0.01779 | -0.01779 | -0.01779 | -0.01771 |  | 0 | 0 | 0 | 0 | 0 | 0
993007 | BAT_BARRE ~1 | 115 | 101 | 1100 | 0 | 0 | 0 | 0 | 0 | 0 | -0.01772 | -0.01779 | -0.01779 | -0.01779 | -0.01779 | -0.01771 |  | 0 | 0 | 0 | 0 | 0 | 0
990783 | WND_PILGRIM | 345 | 101 | 1020 | 0 | 0 | 0 | 0 | 0 | 0 | -0.01692 | -0.01713 | -0.01713 | -0.01713 | -0.01713 | -0.01703 |  | 0 | 0 | 0 | 0 | 0 | 0
111251 | CANAL G1 | 18 | 101 | 1043 | 0 | 0 | 0 | 0 | 0 | 0 | -0.01683 | -0.01704 | -0.01704 | -0.01704 | -0.01704 | -0.01694 |  | 0 | 0 | 0 | 0 | 0 | 0
111252 | CANAL G2 | 18 | 101 | 1043 | 141.02 | 0 | 576.37 | 141.02 | 0 | 435.35 | -0.01683 | -0.01704 | -0.01704 | -0.01704 | -0.01704 | -0.01694 |  | 0 | 0 | 0 | 0 | 0 | 0
111256 | CANAL 3 CTG | 25 | 101 | 1043 | 333 | 0 | 333 | 333 | 0 | 0 | -0.01683 | -0.01704 | -0.01704 | -0.01704 | -0.01704 | -0.01694 |  | 0 | 0 | 0 | 0 | 0 | 0
991136 | SUN_KINGST~1 | 115 | 101 | 1030 | 2.76 | 0 | 2.76 | 2.76 | 0 | 0 | -0.01673 | -0.01694 | -0.01694 | -0.01694 | -0.01694 | -0.01685 |  | 0 | 0 | 0 | 0 | 0 | 0
991144 | BAT_BROOK ~1 | 115 | 101 | 1030 | 209.96 | 0 | 209.96 | 209.96 | 0 | 0 | -0.01673 | -0.01694 | -0.01694 | -0.01694 | -0.01694 | -0.01684 |  | 0 | 0 | 0 | 0 | 0 | 0
991171 | SUN BAT_WE~1 | 23 | 101 | 1032 | 0 | 0 | 0 | 0 | 0 | 0 | -0.01673 | -0.01694 | -0.01694 | -0.01694 | -0.01694 | -0.01684 |  | 0 | 0 | 0 | 0 | 0 | 0
991133 | BAT_CARVER | 345 | 101 | 1030 | 150 | 0 | 150 | 150 | 0 | 0 | -0.01667 | -0.01688 | -0.01688 | -0.01688 | -0.01688 | -0.01678 |  | 0 | 0 | 0 | 0 | 0 | 0
991134 | WND_W BARN~1 | 345 | 101 | 1030 | 0 | 0 | 0 | 0 | 0 | 0 | -0.01667 | -0.01687 | -0.01687 | -0.01687 | -0.01687 | -0.01678 |  | 0 | 0 | 0 | 0 | 0 | 0
111202 | BARNSTABLE | 115 | 101 | 1040 | 0 | 0 | 0 | 0 | 0 | 0 | -0.01666 | -0.01687 | -0.01687 | -0.01687 | -0.01687 | -0.01677 |  | 0 | 0 | 0 | 0 | 0 | 0
111346 | QP624_SC2 | 33 | 101 | 1040 | 0 | 0 | 0 | 0 | 0 | 0 | -0.01666 | -0.01687 | -0.01687 | -0.01687 | -0.01687 | -0.01677 |  | 0 | 0 | 0 | 0 | 0 | 0
111347 | QP624_SC1 | 33 | 101 | 1040 | 0 | 0 | 0 | 0 | 0 | 0 | -0.01666 | -0.01687 | -0.01687 | -0.01687 | -0.01687 | -0.01677 |  | 0 | 0 | 0 | 0 | 0 | 0
111365 | QP624-2B | 0.69 | 101 | 1043 | 0 | 0 | 0 | 0 | 0 | 0 | -0.01666 | -0.01687 | -0.01687 | -0.01687 | -0.01687 | -0.01677 |  | 0 | 0 | 0 | 0 | 0 | 0
111366 | QP624-2A | 0.69 | 101 | 1043 | 0 | 0 | 0 | 0 | 0 | 0 | -0.01666 | -0.01687 | -0.01687 | -0.01687 | -0.01687 | -0.01677 |  | 0 | 0 | 0 | 0 | 0 | 0
111367 | QP624-1B | 0.69 | 101 | 1043 | 0 | 0 | 0 | 0 | 0 | 0 | -0.01666 | -0.01687 | -0.01687 | -0.01687 | -0.01687 | -0.01677 |  | 0 | 0 | 0 | 0 | 0 | 0
111368 | QP624-1A | 0.69 | 101 | 1043 | 0 | 0 | 0 | 0 | 0 | 0 | -0.01666 | -0.01687 | -0.01687 | -0.01687 | -0.01687 | -0.01677 |  | 0 | 0 | 0 | 0 | 0 | 0
115978 | BUNKER CTG | 13.2 | 101 | 1170 | 0 | 0 | 0 | 0 | 0 | 0 | -0.01666 | -0.01687 | -0.01687 | -0.01687 | -0.01687 | -0.01677 |  | 0 | 0 | 0 | 0 | 0 | 0
115979 | BUNKER BESS | 0.4 | 101 | 1170 | 0 | 0 | 0 | 0 | 0 | 0 | -0.01666 | -0.01687 | -0.01687 | -0.01687 | -0.01687 | -0.01677 |  | 0 | 0 | 0 | 0 | 0 | 0
991135 | WND_W BARN~1 | 115 | 101 | 1040 | 0 | 0 | 0 | 0 | 0 | 0 | -0.01666 | -0.01687 | -0.01687 | -0.01687 | -0.01687 | -0.01677 |  | 0 | 0 | 0 | 0 | 0 | 0
991202 | WND_BARNST~1 | 115 | 101 | 1040 | 0 | 0 | 0 | 0 | 0 | 0 | -0.01666 | -0.01687 | -0.01687 | -0.01687 | -0.01687 | -0.01677 |  | 0 | 0 | 0 | 0 | 0 | 0
991207 | SUN BAT_HA~1 | 115 | 101 | 1040 | 0 | 0 | 0 | 0 | 0 | 0 | -0.01666 | -0.01687 | -0.01687 | -0.01687 | -0.01687 | -0.01677 |  | 0 | 0 | 0 | 0 | 0 | 0
991215 | SUN BAT_MA~1 | 115 | 101 | 1040 | 0 | 0 | 0 | 0 | 0 | 0 | -0.01666 | -0.01686 | -0.01686 | -0.01686 | -0.01686 | -0.01677 |  | 0 | 0 | 0 | 0 | 0 | 0
111248 | WEST TISBURY | 14.4 | 101 | 1044 | 0 | 0 | 0 | 0 | 0 | 0 | -0.01665 | -0.01686 | -0.01686 | -0.01686 | -0.01686 | -0.01677 |  | 0 | 0 | 0 | 0 | 0 | 0
111253 | OAK BLUFFS | 23 | 101 | 1043 | 0 | 0 | 0 | 0 | 0 | 0 | -0.01665 | -0.01686 | -0.01686 | -0.01686 | -0.01686 | -0.01677 |  | 0 | 0 | 0 | 0 | 0 | 0
991204 | SUN BAT_FA~1 | 115 | 101 | 1040 | 0 | 0 | 0 | 0 | 0 | 0 | -0.01665 | -0.01686 | -0.01686 | -0.01686 | -0.01686 | -0.01677 |  | 0 | 0 | 0 | 0 | 0 | 0
991245 | SUN BAT_SA~1 | 115 | 101 | 1040 | 0 | 0 | 0 | 0 | 0 | 0 | -0.01665 | -0.01686 | -0.01686 | -0.01686 | -0.01686 | -0.01677 |  | 0 | 0 | 0 | 0 | 0 | 0
991156 | SUN BAT_VA~1 | 115 | 101 | 1030 | 9.98 | 0 | 9.98 | 9.98 | 0 | 0 | -0.01657 | -0.01677 | -0.01677 | -0.01677 | -0.01677 | -0.01668 |  | 0 | 0 | 0 | 0 | 0 | 0
111181 | BW-PV_1 | 0.4 | 101 | 1032 | 0 | 0 | 0 | 0 | 0 | 0 | -0.01641 | -0.01661 | -0.01661 | -0.01661 | -0.01661 | -0.01652 |  | 0 | 0 | 0 | 0 | 0 | 0
111182 | BW-PV_2 | 0.4 | 101 | 1032 | 0 | 0 | 0 | 0 | 0 | 0 | -0.01641 | -0.01661 | -0.01661 | -0.01661 | -0.01661 | -0.01652 |  | 0 | 0 | 0 | 0 | 0 | 0
111183 | BW-PV_3 | 0.4 | 101 | 1032 | 0 | 0 | 0 | 0 | 0 | 0 | -0.01641 | -0.01661 | -0.01661 | -0.01661 | -0.01661 | -0.01652 |  | 0 | 0 | 0 | 0 | 0 | 0
991152 | BAT_WAREHA~1 | 115 | 101 | 1030 | 244.22 | 0 | 348.18 | 244.22 | 0 | 103.96 | -0.01641 | -0.01661 | -0.01661 | -0.01661 | -0.01661 | -0.01652 |  | 0 | 0 | 0 | 0 | 0 | 0
991155 | SUN_WAREHA~1 | 115 | 101 | 1030 | 9.5 | 0 | 9.5 | 9.5 | 0 | 0 | -0.01641 | -0.01661 | -0.01661 | -0.01661 | -0.01661 | -0.01652 |  | 0 | 0 | 0 | 0 | 0 | 0
993039 | SUN_MEADOW~2 | 69 | 101 | 1100 | 8.13 | 0 | 8.13 | 8.13 | 0 | 0 | -0.01635 | -0.01643 | -0.01643 | -0.01643 | -0.01643 | -0.01636 |  | 0 | 0 | 0 | 0 | 0 | 0
993054 | SUN_MEADOW~1 | 69 | 101 | 1100 | 13.6 | 0 | 13.6 | 13.6 | 0 | 0 | -0.01635 | -0.01643 | -0.01643 | -0.01643 | -0.01643 | -0.01636 |  | 0 | 0 | 0 | 0 | 0 | 0
111188 | SEMASS G1 | 13.8 | 101 | 1033 | 0 | 0 | 0 | 0 | 0 | 0 | -0.01631 | -0.01652 | -0.01652 | -0.01652 | -0.01652 | -0.01642 |  | 0 | 0 | 0 | 0 | 0 | 0
111189 | SEMASS G2 | 13.8 | 101 | 1033 | 0 | 0 | 0 | 0 | 0 | 0 | -0.01631 | -0.01652 | -0.01652 | -0.01652 | -0.01652 | -0.01642 |  | 0 | 0 | 0 | 0 | 0 | 0
991141 | SUN BAT_TR~1 | 115 | 101 | 1030 | 12.69 | 0 | 33.74 | 12.69 | 0 | 21.05 | -0.01628 | -0.01648 | -0.01648 | -0.01648 | -0.01648 | -0.01639 |  | 0 | 0 | 0 | 0 | 0 | 0
113138 | VUELTA_GEN | 0.38 | 101 | 1100 | 0 | 0 | 0 | 0 | 0 | 0 | -0.01593 | -0.01601 | -0.01601 | -0.01601 | -0.01601 | -0.01594 |  | 0 | 0 | 0 | 0 | 0 | 0
113139 | OLD_WARDOUR | 0.38 | 101 | 1100 | 2.33 | 0 | 2.38 | 2.33 | 0 | 0.05 | -0.01593 | -0.01601 | -0.01601 | -0.01601 | -0.01601 | -0.01594 |  | 0 | 0 | 0 | 0 | 0 | 0
990770 | BAT_W MEDW~1 | 345 | 101 | 1020 | 250 | 0 | 250 | 250 | 0 | 0 | -0.01593 | -0.0161 | -0.0161 | -0.0161 | -0.0161 | -0.01602 |  | 0 | 0 | 0 | 0 | 0 | 0
991140 | SUN BAT_RO~1 | 115 | 101 | 1030 | 24.62 | 0 | 24.62 | 24.62 | 0 | 0 | -0.01589 | -0.01609 | -0.01609 | -0.01609 | -0.01609 | -0.016 |  | 0 | 0 | 0 | 0 | 0 | 0
991271 | SUN BAT_CR~2 | 115 | 101 | 1050 | 27.96 | 0 | 27.96 | 27.96 | 0 | 0 | -0.01569 | -0.01589 | -0.01589 | -0.01589 | -0.01589 | -0.01579 |  | 0 | 0 | 0 | 0 | 0 | 0
113104 | SHERMAN HYD | 2.4 | 101 | 1100 | 0 | 0 | 0 | 0 | 0 | 0 | -0.01563 | -0.01557 | -0.01557 | -0.01557 | -0.01557 | -0.01552 |  | 0 | 0 | 0 | 0 | 0 | 0
114861 | ANP BLLNGHM1 | 21 | 101 | 1140 | 0 | 0 | 0 | 0 | 0 | 0 | -0.01563 | -0.01581 | -0.01581 | -0.01581 | -0.01581 | -0.01572 |  | 0 | 0 | 0 | 0 | 0 | 0
994757 | BAT_S WREN~1 | 115 | 101 | 1140 | 0 | 0 | 0 | 0 | 0 | 0 | -0.01563 | -0.01581 | -0.01581 | -0.01581 | -0.01581 | -0.01572 |  | 0 | 0 | 0 | 0 | 0 | 0
114862 | ANP BLLNGHM2 | 21 | 101 | 1140 | 0 | 0 | 0 | 0 | 0 | 0 | -0.01562 | -0.01579 | -0.01579 | -0.01579 | -0.01579 | -0.0157 |  | 0 | 0 | 0 | 0 | 0 | 0
991272 | SUN BAT_AR~1 | 115 | 101 | 1050 | 7 | 0 | 7 | 7 | 0 | 0 | -0.01548 | -0.01567 | -0.01567 | -0.01567 | -0.01567 | -0.01558 |  | 0 | 0 | 0 | 0 | 0 | 0
991273 | SUN BAT_WI~1 | 115 | 101 | 1050 | 28.43 | 0 | 28.43 | 28.43 | 0 | 0 | -0.01548 | -0.01567 | -0.01567 | -0.01567 | -0.01567 | -0.01558 |  | 0 | 0 | 0 | 0 | 0 | 0
993037 | SUN_LASHAW~1 | 69 | 101 | 1100 | 18.09 | 0 | 26.15 | 18.09 | 0 | 8.06 | -0.01532 | -0.01539 | -0.01539 | -0.01539 | -0.01539 | -0.01532 |  | 0 | 0 | 0 | 0 | 0 | 0
991268 | SUN BAT_IN~1 | 115 | 101 | 1050 | 40.45 | 0 | 40.45 | 40.45 | 0 | 0 | -0.01478 | -0.01497 | -0.01497 | -0.01497 | -0.01497 | -0.01488 |  | 0 | 0 | 0 | 0 | 0 | 0
115689 | CLEARY G8-9A | 13.8 | 101 | 1254 | 46.82 | 0 | 46.82 | 46.82 | 0 | 0 | -0.01464 | -0.01483 | -0.01483 | -0.01483 | -0.01483 | -0.01474 |  | 0 | 0 | 0 | 0 | 0 | 0
115690 | CLEARY G9 | 13.8 | 101 | 1254 | 84.18 | 0 | 84.18 | 84.18 | 0 | 0 | -0.01464 | -0.01483 | -0.01483 | -0.01483 | -0.01483 | -0.01474 |  | 0 | 0 | 0 | 0 | 0 | 0
111316 | DARTMTH PWRA | 13.8 | 101 | 1053 | 0 | 0 | 0 | 0 | 0 | 0 | -0.01442 | -0.01461 | -0.01461 | -0.01461 | -0.01461 | -0.01452 |  | 0 | 0 | 0 | 0 | 0 | 0
111317 | DARTMTH PWRB | 13.8 | 101 | 1053 | 0 | 0 | 0 | 0 | 0 | 0 | -0.01442 | -0.01461 | -0.01461 | -0.01461 | -0.01461 | -0.01452 |  | 0 | 0 | 0 | 0 | 0 | 0
991265 | SUN BAT_FI~1 | 115 | 101 | 1050 | 0 | 0 | 0 | 0 | 0 | 0 | -0.01442 | -0.0146 | -0.0146 | -0.0146 | -0.0146 | -0.01451 |  | 0 | 0 | 0 | 0 | 0 | 0
991267 | BAT_CROSS ~1 | 115 | 101 | 1050 | 129.81 | 0 | 246 | 129.81 | 0 | 116.19 | -0.01442 | -0.0146 | -0.0146 | -0.0146 | -0.0146 | -0.01451 |  | 0 | 0 | 0 | 0 | 0 | 0
991275 | SUN BAT_CR~1 | 115 | 101 | 1050 | 14.5 | 0 | 14.5 | 14.5 | 0 | 0 | -0.01442 | -0.01461 | -0.01461 | -0.01461 | -0.01461 | -0.01452 |  | 0 | 0 | 0 | 0 | 0 | 0
115742 | DIGHTON PWR | 22 | 101 | 1160 | 168 | 0 | 168 | 168 | 0 | 0 | -0.01437 | -0.01455 | -0.01455 | -0.01455 | -0.01455 | -0.01446 |  | 0 | 0 | 0 | 0 | 0 | 0
113011 | BAT_BarreB~1 | 115 | 101 | 1100 | 0 | 0 | 0 | 0 | 0 | 0 | -0.01399 | -0.01401 | -0.01401 | -0.01401 | -0.01401 | -0.01395 |  | 0 | 0 | 0 | 0 | 0 | 0
991378 | SUN BAT_BE~1 | 115 | 101 | 1050 | 279.36 | 0 | 880 | 279.36 | 0 | 600.64 | -0.01366 | -0.01384 | -0.01384 | -0.01384 | -0.01384 | -0.01375 |  | 0 | 0 | 0 | 0 | 0 | 0
113889 | PRINCETON | 13.8 | 101 | 1208 | 0 | 0 | 0 | 0 | 0 | 0 | -0.01365 | -0.01371 | -0.01371 | -0.01371 | -0.01371 | -0.01364 |  | 0 | 0 | 0 | 0 | 0 | 0
117434 | TIVERTON GT | 18 | 101 | 1410 | 0 | 0 | 0 | 0 | 0 | 0 | -0.01347 | -0.01364 | -0.01364 | -0.01364 | -0.01364 | -0.01355 |  | 0 | 0 | 0 | 0 | 0 | 0
117435 | TIVERTON ST | 13.8 | 101 | 1410 | 0 | 0 | 0 | 0 | 0 | 0 | -0.01347 | -0.01364 | -0.01364 | -0.01364 | -0.01364 | -0.01355 |  | 0 | 0 | 0 | 0 | 0 | 0
997357 | SUN_Tiverton | 115 | 101 | 1410 | 0 | 0 | 0 | 0 | 0 | 0 | -0.01347 | -0.01364 | -0.01364 | -0.01364 | -0.01364 | -0.01355 |  | 0 | 0 | 0 | 0 | 0 | 0
998179 | NG_NAVY TAP | 69 | 101 | 1420 | 6.27 | 0 | 6.27 | 6.27 | 0 | 0 | -0.01347 | -0.01364 | -0.01364 | -0.01364 | -0.01364 | -0.01355 |  | 0 | 0 | 0 | 0 | 0 | 0
998187 | SUN_JEPSON | 13.8 | 101 | 1420 | 20.97 | 0 | 20.97 | 20.97 | 0 | 0 | -0.01347 | -0.01364 | -0.01364 | -0.01364 | -0.01364 | -0.01355 |  | 0 | 0 | 0 | 0 | 0 | 0
993031 | SUN_WARE | 69 | 101 | 1100 | 60.61 | 0 | 85.08 | 60.61 | 0 | 24.47 | -0.01319 | -0.01325 | -0.01325 | -0.01325 | -0.01325 | -0.01318 |  | 0 | 0 | 0 | 0 | 0 | 0
111084 | NEA BELL GT1 | 13.8 | 101 | 1023 | 0 | 0 | 0 | 0 | 0 | 0 | -0.01293 | -0.0131 | -0.0131 | -0.0131 | -0.0131 | -0.01301 |  | 0 | 0 | 0 | 0 | 0 | 0
111085 | NEA BELL GT2 | 13.8 | 101 | 1023 | 0 | 0 | 0 | 0 | 0 | 0 | -0.01293 | -0.0131 | -0.0131 | -0.0131 | -0.0131 | -0.01301 |  | 0 | 0 | 0 | 0 | 0 | 0
111086 | NEA BELL ST1 | 13.8 | 101 | 1023 | 0 | 0 | 0 | 0 | 0 | 0 | -0.01293 | -0.0131 | -0.0131 | -0.0131 | -0.0131 | -0.01301 |  | 0 | 0 | 0 | 0 | 0 | 0
994734 | WND_BRAYTN~1 | 345 | 101 | 1140 | 0 | 0 | 0 | 0 | 0 | 0 | -0.01213 | -0.0123 | -0.0123 | -0.0123 | -0.0123 | -0.01221 |  | 0 | 0 | 0 | 0 | 0 | 0
111095 | ANP BLKSTN 1 | 21 | 101 | 1023 | 0 | 0 | 0 | 0 | 0 | 0 | -0.01148 | -0.01164 | -0.01164 | -0.01164 | -0.01164 | -0.01156 |  | 0 | 0 | 0 | 0 | 0 | 0
111096 | ANP BLKSTN 2 | 21 | 101 | 1023 | 0 | 0 | 0 | 0 | 0 | 0 | -0.01148 | -0.01164 | -0.01164 | -0.01164 | -0.01164 | -0.01156 |  | 0 | 0 | 0 | 0 | 0 | 0
997349 | SUN_WOONSO~1 | 115 | 101 | 1410 | 0 | 0 | 0 | 0 | 0 | 0 | -0.01106 | -0.0112 | -0.0112 | -0.0112 | -0.0112 | -0.01112 |  | 0 | 0 | 0 | 0 | 0 | 0
997005 | BAT_W FARN~1 | 115 | 101 | 1400 | 0 | 0 | 0 | 0 | 0 | 0 | -0.01037 | -0.01051 | -0.01051 | -0.01051 | -0.01051 | -0.01043 |  | 0 | 0 | 0 | 0 | 0 | 0
997012 | SUN_NASONV~1 | 115 | 101 | 1400 | 0 | 0 | 0 | 0 | 0 | 0 | -0.01037 | -0.01051 | -0.01051 | -0.01051 | -0.01051 | -0.01043 |  | 0 | 0 | 0 | 0 | 0 | 0
997346 | SUN_WOLF H~1 | 115 | 101 | 1410 | 0 | 0 | 0 | 0 | 0 | 0 | -0.00959 | -0.00973 | -0.00973 | -0.00973 | -0.00973 | -0.00965 |  | 0 | 0 | 0 | 0 | 0 | 0
997353 | SUN_PUTNAM~1 | 115 | 101 | 1410 | 0 | 0 | 0 | 0 | 0 | 0 | -0.00944 | -0.00958 | -0.00958 | -0.00958 | -0.00958 | -0.0095 |  | 0 | 0 | 0 | 0 | 0 | 0
117426 | MANCHSTR 09A | 13.8 | 101 | 1410 | 106.94 | 0 | 106.94 | 106.94 | 0 | 0 | -0.00932 | -0.00947 | -0.00947 | -0.00947 | -0.00947 | -0.00938 |  | 0 | 0 | 0 | 0 | 0 | 0
117427 | MANCHSTR 10A | 13.8 | 101 | 1410 | 109.03 | 0 | 109.03 | 109.03 | 0 | 0 | -0.00932 | -0.00947 | -0.00947 | -0.00947 | -0.00947 | -0.00938 |  | 0 | 0 | 0 | 0 | 0 | 0
117428 | MANCHSTR 11A | 13.8 | 101 | 1410 | 107.53 | 0 | 107.53 | 107.53 | 0 | 0 | -0.00932 | -0.00947 | -0.00947 | -0.00947 | -0.00947 | -0.00938 |  | 0 | 0 | 0 | 0 | 0 | 0
117431 | FRNKLNSQ SC1 | 11.5 | 101 | 1410 | 47.06 | 0 | 47.06 | 47.06 | 0 | 0 | -0.00932 | -0.00947 | -0.00947 | -0.00947 | -0.00947 | -0.00938 |  | 0 | 0 | 0 | 0 | 0 | 0
117432 | FRNKLNSQ SC2 | 11.5 | 101 | 1410 | 47.97 | 0 | 47.97 | 47.97 | 0 | 0 | -0.00932 | -0.00947 | -0.00947 | -0.00947 | -0.00947 | -0.00938 |  | 0 | 0 | 0 | 0 | 0 | 0
117433 | FRNKLNSQ SC3 | 11.5 | 101 | 1410 | 49.47 | 0 | 49.47 | 49.47 | 0 | 0 | -0.00932 | -0.00947 | -0.00947 | -0.00947 | -0.00947 | -0.00938 |  | 0 | 0 | 0 | 0 | 0 | 0
997311 | SUN_JOHNST~1 | 115 | 101 | 1410 | 0 | 0 | 0 | 0 | 0 | 0 | -0.00873 | -0.00887 | -0.00887 | -0.00887 | -0.00887 | -0.00879 |  | 0 | 0 | 0 | 0 | 0 | 0
117436 | RISE CT1 | 18 | 101 | 1410 | 183.1 | 0 | 183.1 | 183.1 | 0 | 0 | -0.00853 | -0.00867 | -0.00867 | -0.00867 | -0.00867 | -0.00859 |  | 0 | 0 | 0 | 0 | 0 | 0
117437 | RISE ST | 18 | 101 | 1410 | 185.48 | 0 | 185.48 | 185.48 | 0 | 0 | -0.00853 | -0.00867 | -0.00867 | -0.00867 | -0.00867 | -0.00859 |  | 0 | 0 | 0 | 0 | 0 | 0
117438 | RISE CT2 | 18 | 101 | 1410 | 183.1 | 0 | 183.1 | 183.1 | 0 | 0 | -0.00853 | -0.00867 | -0.00867 | -0.00867 | -0.00867 | -0.00859 |  | 0 | 0 | 0 | 0 | 0 | 0
117446 | J LANDFIL P2 | 4.2 | 101 | 1410 | 0 | 0 | 0 | 0 | 0 | 0 | -0.00844 | -0.00858 | -0.00858 | -0.00858 | -0.00858 | -0.0085 |  | 0 | 0 | 0 | 0 | 0 | 0
117501 | J_LANDF_L | 0.6 | 101 | 1410 | 0 | 0 | 0 | 0 | 0 | 0 | -0.00844 | -0.00858 | -0.00858 | -0.00858 | -0.00858 | -0.0085 |  | 0 | 0 | 0 | 0 | 0 | 0
117455 | RIDGEWOOD LD | 13.8 | 101 | 1410 | 0 | 0 | 0 | 0 | 0 | 0 | -0.00833 | -0.00847 | -0.00847 | -0.00847 | -0.00847 | -0.00838 |  | 0 | 0 | 0 | 0 | 0 | 0
109504 | HARRIMAN G2 | 6.9 | 101 | 1100 | 13.71 | 0 | 13.71 | 13.71 | 0 | 0 | -0.00784 | -0.00779 | -0.00779 | -0.00779 | -0.00779 | -0.00773 |  | 0 | 0 | 0 | 0 | 0 | 0
109505 | HARRIMAN G1 | 6.9 | 101 | 1100 | 13.71 | 0 | 13.71 | 13.71 | 0 | 0 | -0.00784 | -0.00779 | -0.00779 | -0.00779 | -0.00779 | -0.00773 |  | 0 | 0 | 0 | 0 | 0 | 0
993342 | SUN_CRYSTA~1 | 69 | 101 | 1110 | 0 | 0 | 0 | 0 | 0 | 0 | -0.0076 | -0.00765 | -0.00765 | -0.00765 | -0.00765 | -0.00758 |  | 0 | 0 | 0 | 0 | 0 | 0
117505 | S-SKY-WCR_L | 0.48 | 101 | 1410 | 0 | 0 | 0 | 0 | 0 | 0 | -0.00744 | -0.00758 | -0.00758 | -0.00758 | -0.00758 | -0.00749 |  | 0 | 0 | 0 | 0 | 0 | 0
997342 | SUN_W CRAN~1 | 115 | 101 | 1410 | 0 | 0 | 0 | 0 | 0 | 0 | -0.00744 | -0.00758 | -0.00758 | -0.00758 | -0.00758 | -0.00749 |  | 0 | 0 | 0 | 0 | 0 | 0
117503 | S-SKY-2228_L | 0.48 | 101 | 1410 | 0 | 0 | 0 | 0 | 0 | 0 | -0.00703 | -0.00717 | -0.00717 | -0.00717 | -0.00717 | -0.00708 |  | 0 | 0 | 0 | 0 | 0 | 0
117514 | HOPE_0.385KV | 0.38 | 101 | 1410 | 0 | 0 | 0 | 0 | 0 | 0 | -0.00703 | -0.00717 | -0.00717 | -0.00717 | -0.00717 | -0.00708 |  | 0 | 0 | 0 | 0 | 0 | 0
997463 | SUN_NEW LO~1 | 115 | 101 | 1410 | 0 | 0 | 0 | 0 | 0 | 0 | -0.00655 | -0.00669 | -0.00669 | -0.00669 | -0.00669 | -0.00661 |  | 0 | 0 | 0 | 0 | 0 | 0
993034 | SUN_BELCHE~1 | 69 | 101 | 1100 | 17.93 | 0 | 17.93 | 17.93 | 0 | 0 | -0.00645 | -0.00649 | -0.00649 | -0.00649 | -0.00649 | -0.00642 |  | 0 | 0 | 0 | 0 | 0 | 0
117485 | RI_WED_GEN | 0.6 | 101 | 1410 | 0 | 0 | 0 | 0 | 0 | 0 | -0.00605 | -0.00618 | -0.00618 | -0.00618 | -0.00618 | -0.0061 |  | 0 | 0 | 0 | 0 | 0 | 0
117486 | RI WED G2 | 0.6 | 101 | 1410 | 0 | 0 | 0 | 0 | 0 | 0 | -0.00605 | -0.00618 | -0.00618 | -0.00618 | -0.00618 | -0.0061 |  | 0 | 0 | 0 | 0 | 0 | 0
997327 | SUN_DRUMROCK | 115 | 101 | 1410 | 0 | 0 | 0 | 0 | 0 | 0 | -0.00594 | -0.00608 | -0.00608 | -0.00608 | -0.00608 | -0.006 |  | 0 | 0 | 0 | 0 | 0 | 0
997332 | SUN_KENT C~1 | 115 | 101 | 1410 | 0 | 0 | 0 | 0 | 0 | 0 | -0.00569 | -0.00582 | -0.00582 | -0.00582 | -0.00582 | -0.00574 |  | 0 | 0 | 0 | 0 | 0 | 0
997385 | SUN_KENT C~1 | 34.5 | 101 | 1410 | 0 | 0 | 0 | 0 | 0 | 0 | -0.00569 | -0.00583 | -0.00583 | -0.00583 | -0.00583 | -0.00574 |  | 0 | 0 | 0 | 0 | 0 | 0
117029 | OCEAN ST GT1 | 13.8 | 101 | 1400 | 77.46 | 0 | 77.46 | 77.46 | 0 | 0 | -0.00538 | -0.00552 | -0.00552 | -0.00552 | -0.00552 | -0.00543 |  | 0 | 0 | 0 | 0 | 0 | 0
117030 | OCEAN ST GT2 | 13.8 | 101 | 1400 | 77.46 | 0 | 77.46 | 77.46 | 0 | 0 | -0.00538 | -0.00552 | -0.00552 | -0.00552 | -0.00552 | -0.00543 |  | 0 | 0 | 0 | 0 | 0 | 0
117031 | OCEAN ST ST1 | 13.8 | 101 | 1400 | 117.42 | 0 | 117.42 | 117.42 | 0 | 0 | -0.00538 | -0.00552 | -0.00552 | -0.00552 | -0.00552 | -0.00543 |  | 0 | 0 | 0 | 0 | 0 | 0
117032 | OCEAN ST GT3 | 13.8 | 101 | 1400 | 78.17 | 0 | 78.17 | 78.17 | 0 | 0 | -0.00538 | -0.00552 | -0.00552 | -0.00552 | -0.00552 | -0.00543 |  | 0 | 0 | 0 | 0 | 0 | 0
117033 | OCEAN ST GT4 | 13.8 | 101 | 1400 | 78.17 | 0 | 78.17 | 78.17 | 0 | 0 | -0.00538 | -0.00552 | -0.00552 | -0.00552 | -0.00552 | -0.00543 |  | 0 | 0 | 0 | 0 | 0 | 0
117034 | OCEAN ST ST2 | 13.8 | 101 | 1400 | 118.49 | 0 | 118.49 | 118.49 | 0 | 0 | -0.00538 | -0.00552 | -0.00552 | -0.00552 | -0.00552 | -0.00543 |  | 0 | 0 | 0 | 0 | 0 | 0
993038 | SUN_ROYALS~1 | 69 | 101 | 1100 | 2.5 | 0 | 2.5 | 2.5 | 0 | 0 | -0.00538 | -0.00543 | -0.00543 | -0.00543 | -0.00543 | -0.00536 |  | 0 | 0 | 0 | 0 | 0 | 0
997000 | DFO NG_SHE~1 | 345 | 101 | 1400 | 0 | 0 | 0 | 0 | 0 | 0 | -0.00538 | -0.00552 | -0.00552 | -0.00552 | -0.00552 | -0.00543 |  | 0 | 0 | 0 | 0 | 0 | 0
108934 | STRATTON_SC1 | 13.8 | 101 | 704 | 0 | 0 | 0 | 0 | 0 | 0 | -0.00289 | -0.00268 | -0.00268 | -0.00268 | -0.00268 | -0.00265 |  | 0 | 0 | 0 | 0 | 0 | 0
108938 | STRATTON_SC2 | 13.8 | 101 | 704 | 0 | 0 | 0 | 0 | 0 | 0 | -0.00289 | -0.00268 | -0.00268 | -0.00268 | -0.00268 | -0.00265 |  | 0 | 0 | 0 | 0 | 0 | 0
997314 | BAT_DAVISV~1 | 115 | 101 | 1410 | 0 | 0 | 0 | 0 | 0 | 0 | -0.00289 | -0.00302 | -0.00302 | -0.00302 | -0.00302 | -0.00294 |  | 0 | 0 | 0 | 0 | 0 | 0
997368 | SUN_OLD BA~1 | 12.5 | 101 | 1410 | 0 | 0 | 0 | 0 | 0 | 0 | -0.00289 | -0.00302 | -0.00302 | -0.00302 | -0.00302 | -0.00294 |  | 0 | 0 | 0 | 0 | 0 | 0
997313 | SUN_TOWER ~1 | 115 | 101 | 1410 | 0 | 0 | 0 | 0 | 0 | 0 | -0.00029 | -0.00042 | -0.00042 | -0.00042 | -0.00042 | -0.00033 |  | 0 | 0 | 0 | 0 | 0 | 0
997363 | SUN_TOWER ~1 | 12.5 | 101 | 1410 | 0 | 0 | 0 | 0 | 0 | 0 | -0.00029 | -0.00042 | -0.00042 | -0.00042 | -0.00042 | -0.00033 |  | 0 | 0 | 0 | 0 | 0 | 0
117495 | BLK ISL WIND | 0.9 | 101 | 1410 | 0 | 0 | 0 | 0 | 0 | 0 | 0.00462 | 0.0045 | 0.0045 | 0.0045 | 0.0045 | 0.00458 |  | 0 | 0 | 0 | 0 | 0 | 0
997339 | SUN_W KING~1 | 115 | 101 | 1410 | 0 | 0 | 0 | 0 | 0 | 0 | 0.00463 | 0.00451 | 0.00451 | 0.00451 | 0.00451 | 0.00459 |  | 0 | 0 | 0 | 0 | 0 | 0
993029 | SUN_SHUTES~1 | 69 | 101 | 1100 | 19.99 | 0 | 19.99 | 19.99 | 0 | 0 | 0.00503 | 0.005 | 0.005 | 0.005 | 0.005 | 0.00506 |  | 0 | 0 | 0 | 0 | 0 | 0
999038 | BAT_KILLIN~1 | 345 | 101 | 1630 | 0 | 0 | 0 | 0 | 0 | 0 | 0.00665 | 0.00654 | 0.00654 | 0.00654 | 0.00654 | 0.00662 |  | 0 | 0 | 0 | 0 | 0 | 0
993005 | SUN_ADAMS | 115 | 101 | 1100 | 0 | 0 | 0 | 0 | 0 | 0 | 0.0067 | 0.00676 | 0.00676 | 0.00676 | 0.00676 | 0.00681 |  | 0 | 0 | 0 | 0 | 0 | 0
121513 | LAKE ROAD_C1 | 21 | 101 | 1633 | 269.79 | 0 | 269.79 | 269.79 | 0 | 0 | 0.007 | 0.00689 | 0.00689 | 0.00689 | 0.00689 | 0.00697 |  | 0 | 0 | 0 | 0 | 0 | 0
121514 | LAKE ROAD_C2 | 21 | 101 | 1633 | 275.21 | 0 | 275.21 | 275.21 | 0 | 0 | 0.007 | 0.00689 | 0.00689 | 0.00689 | 0.00689 | 0.00697 |  | 0 | 0 | 0 | 0 | 0 | 0
121515 | LAKE ROAD_C3 | 21 | 101 | 1633 | 0.78 | 0 | 279 | 0.78 | 0 | 278.22 | 0.007 | 0.00689 | 0.00689 | 0.00689 | 0.00689 | 0.00697 |  | 0 | 0 | 0 | 0 | 0 | 0
121517 | QP724 CT | 23.5 | 101 | 1633 | 341.24 | 0 | 393.67 | 341.24 | 0 | 52.43 | 0.00819 | 0.00808 | 0.00808 | 0.00808 | 0.00808 | 0.00816 |  | 0 | 0 | 0 | 0 | 0 | 0
121518 | QP724 ST | 16 | 101 | 1633 | 238.29 | 0 | 238.29 | 238.29 | 0 | 0 | 0.00819 | 0.00808 | 0.00808 | 0.00808 | 0.00808 | 0.00816 |  | 0 | 0 | 0 | 0 | 0 | 0
997305 | SUN_KENYON | 115 | 101 | 1410 | 0 | 0 | 0 | 0 | 0 | 0 | 0.00938 | 0.00927 | 0.00927 | 0.00927 | 0.00927 | 0.00935 |  | 0 | 0 | 0 | 0 | 0 | 0
109529 | VERNON HYD A | 2.4 | 101 | 1100 | 0 | 0 | 0 | 0 | 0 | 0 | 0.01011 | 0.01008 | 0.01008 | 0.01008 | 0.01008 | 0.01015 |  | 0 | 0 | 0 | 0 | 0 | 0
109530 | VERNON HYD B | 2.4 | 101 | 1100 | 0 | 0 | 0 | 0 | 0 | 0 | 0.01011 | 0.01008 | 0.01008 | 0.01008 | 0.01008 | 0.01015 |  | 0 | 0 | 0 | 0 | 0 | 0
109531 | VERNON HY T1 | 13.8 | 101 | 1100 | 0 | 0 | 0 | 0 | 0 | 0 | 0.01011 | 0.01008 | 0.01008 | 0.01008 | 0.01008 | 0.01015 |  | 0 | 0 | 0 | 0 | 0 | 0
109532 | VERNON HY T2 | 13.8 | 101 | 1100 | 0 | 0 | 0 | 0 | 0 | 0 | 0.01011 | 0.01008 | 0.01008 | 0.01008 | 0.01008 | 0.01015 |  | 0 | 0 | 0 | 0 | 0 | 0
999116 | SUN_N-BLOO~1 | 345 | 101 | 1670 | 0 | 0 | 0 | 0 | 0 | 0 | 0.01126 | 0.01125 | 0.01125 | 0.01125 | 0.01125 | 0.01132 |  | 0 | 0 | 0 | 0 | 0 | 0
117507 | STSK_GEN | 0.55 | 101 | 1410 | 0 | 0 | 0 | 0 | 0 | 0 | 0.01368 | 0.01358 | 0.01358 | 0.01358 | 0.01358 | 0.01365 |  | 0 | 0 | 0 | 0 | 0 | 0
997348 | SUN_WOOD R~1 | 115 | 101 | 1410 | 0 | 0 | 0 | 0 | 0 | 0 | 0.01368 | 0.01358 | 0.01358 | 0.01358 | 0.01358 | 0.01365 |  | 0 | 0 | 0 | 0 | 0 | 0
121526 | WOODSHILL_PV | 0.38 | 101 | 1634 | 0 | 0 | 0 | 0 | 0 | 0 | 0.01656 | 0.01646 | 0.01646 | 0.01646 | 0.01646 | 0.01654 |  | 0 | 0 | 0 | 0 | 0 | 0
121536 | QB_GEN | 0.42 | 101 | 1633 | 0 | 0 | 0 | 0 | 0 | 0 | 0.01664 | 0.01655 | 0.01655 | 0.01655 | 0.01655 | 0.01663 |  | 0 | 0 | 0 | 0 | 0 | 0
113101 | DEERFIELD 5G | 13.8 | 101 | 1100 | 0 | 0 | 0 | 0 | 0 | 0 | 0.01795 | 0.018 | 0.018 | 0.018 | 0.018 | 0.01805 |  | 0 | 0 | 0 | 0 | 0 | 0
113102 | FIFE BROOK | 13.8 | 101 | 1100 | 9.9 | 0 | 9.9 | 9.9 | 0 | 0 | 0.01795 | 0.018 | 0.018 | 0.018 | 0.018 | 0.01805 |  | 0 | 0 | 0 | 0 | 0 | 0
997458 | SUN_CHASE ~1 | 115 | 101 | 1410 | 0 | 0 | 0 | 0 | 0 | 0 | 0.01804 | 0.01794 | 0.01794 | 0.01794 | 0.01794 | 0.01802 |  | 0 | 0 | 0 | 0 | 0 | 0
113123 | HOOSAC CLR1 | 0.69 | 101 | 1100 | 0 | 0 | 0 | 0 | 0 | 0 | 0.01919 | 0.01924 | 0.01924 | 0.01924 | 0.01924 | 0.01929 |  | 0 | 0 | 0 | 0 | 0 | 0
113125 | HOOSAC CLR2 | 0.69 | 101 | 1100 | 0 | 0 | 0 | 0 | 0 | 0 | 0.01919 | 0.01924 | 0.01924 | 0.01924 | 0.01924 | 0.01929 |  | 0 | 0 | 0 | 0 | 0 | 0
999541 | SUN_BROOKL~1 | 115 | 101 | 1630 | 0 | 0 | 0 | 0 | 0 | 0 | 0.02052 | 0.02044 | 0.02044 | 0.02044 | 0.02044 | 0.02051 |  | 0 | 0 | 0 | 0 | 0 | 0
113098 | DEERFIELD 2G | 2.4 | 101 | 1100 | 0 | 0 | 0 | 0 | 0 | 0 | 0.02112 | 0.02111 | 0.02111 | 0.02111 | 0.02111 | 0.02118 |  | 0 | 0 | 0 | 0 | 0 | 0
121852 | RAINBOW HYD | 2.4 | 101 | 1654 | 0 | 0 | 0 | 0 | 0 | 0 | 0.02289 | 0.02287 | 0.02287 | 0.02287 | 0.02287 | 0.02293 |  | 0 | 0 | 0 | 0 | 0 | 0
121860 | HAMILTON GT | 13.8 | 101 | 1654 | 0 | 0 | 0 | 0 | 0 | 0 | 0.02289 | 0.02287 | 0.02287 | 0.02287 | 0.02287 | 0.02293 |  | 0 | 0 | 0 | 0 | 0 | 0
121865 | DEXTER CT | 13.8 | 101 | 1653 | 0 | 0 | 0 | 0 | 0 | 0 | 0.02289 | 0.02287 | 0.02287 | 0.02287 | 0.02287 | 0.02293 |  | 0 | 0 | 0 | 0 | 0 | 0
990002 | SUN_WINDSO~1 | 115 | 101 | 1650 | 0 | 0 | 0 | 0 | 0 | 0 | 0.02289 | 0.02287 | 0.02287 | 0.02287 | 0.02287 | 0.02293 |  | 0 | 0 | 0 | 0 | 0 | 0
990038 | SUN_BARBOU~1 | 115 | 101 | 1650 | 0 | 0 | 0 | 0 | 0 | 0 | 0.02289 | 0.02287 | 0.02287 | 0.02287 | 0.02287 | 0.02293 |  | 0 | 0 | 0 | 0 | 0 | 0
113099 | DEERFIELD 3G | 2.4 | 101 | 1100 | 0 | 0 | 0 | 0 | 0 | 0 | 0.0232 | 0.0232 | 0.0232 | 0.0232 | 0.0232 | 0.02326 |  | 0 | 0 | 0 | 0 | 0 | 0
999682 | SUN_SHUNCK~1 | 115 | 101 | 1630 | 0 | 0 | 0 | 0 | 0 | 0 | 0.02322 | 0.02313 | 0.02313 | 0.02313 | 0.02313 | 0.02321 |  | 0 | 0 | 0 | 0 | 0 | 0
121638 | PAWCATCK SLR | 0.6 | 101 | 1634 | 0 | 0 | 0 | 0 | 0 | 0 | 0.02324 | 0.02315 | 0.02315 | 0.02315 | 0.02315 | 0.02323 |  | 0 | 0 | 0 | 0 | 0 | 0
113100 | DEERFIELD 4G | 2.4 | 101 | 1100 | 0 | 0 | 0 | 0 | 0 | 0 | 0.02486 | 0.02486 | 0.02486 | 0.02486 | 0.02486 | 0.02492 |  | 0 | 0 | 0 | 0 | 0 | 0
109503 | HARRIMAN G3 | 6.9 | 101 | 1100 | 0 | 0 | 0 | 0 | 0 | 0 | 0.02627 | 0.02633 | 0.02633 | 0.02633 | 0.02633 | 0.02638 |  | 0 | 0 | 0 | 0 | 0 | 0
121559 | CONSTITUTION | 0.6 | 101 | 1634 | 0 | 0 | 0 | 0 | 0 | 0 | 0.02698 | 0.0269 | 0.0269 | 0.0269 | 0.0269 | 0.02697 |  | 0 | 0 | 0 | 0 | 0 | 0
121560 | PLAINFIELD | 13.8 | 101 | 1633 | 0 | 0 | 0 | 0 | 0 | 0 | 0.02703 | 0.02695 | 0.02695 | 0.02695 | 0.02695 | 0.02702 |  | 0 | 0 | 0 | 0 | 0 | 0
999562 | SUN_FRY BR~1 | 115 | 101 | 1630 | 0 | 0 | 0 | 0 | 0 | 0 | 0.02703 | 0.02695 | 0.02695 | 0.02695 | 0.02695 | 0.02702 |  | 0 | 0 | 0 | 0 | 0 | 0
990290 | SUN_N-BLOO~1 | 115 | 101 | 1670 | 0 | 0 | 0 | 0 | 0 | 0 | 0.0311 | 0.03108 | 0.03108 | 0.03108 | 0.03108 | 0.03115 |  | 0 | 0 | 0 | 0 | 0 | 0
999849 | FC_WILLIMA~1 | 115 | 101 | 1630 | 0 | 0 | 0 | 0 | 0 | 0 | 0.03114 | 0.03108 | 0.03108 | 0.03108 | 0.03108 | 0.03115 |  | 0 | 0 | 0 | 0 | 0 | 0
121587 | FOXWOODS G2 | 4.16 | 101 | 1634 | 0 | 0 | 0 | 0 | 0 | 0 | 0.03262 | 0.03254 | 0.03254 | 0.03254 | 0.03254 | 0.03262 |  | 0 | 0 | 0 | 0 | 0 | 0
999672 | BAT_MYSTIC~2 | 115 | 101 | 1630 | 0 | 0 | 0 | 0 | 0 | 0 | 0.03263 | 0.03255 | 0.03255 | 0.03255 | 0.03255 | 0.03263 |  | 0 | 0 | 0 | 0 | 0 | 0
121570 | TUNNEL JET | 13.2 | 101 | 1634 | 0 | 0 | 0 | 0 | 0 | 0 | 0.03452 | 0.03445 | 0.03445 | 0.03445 | 0.03445 | 0.03453 |  | 0 | 0 | 0 | 0 | 0 | 0
121571 | FUSION_GEN | 0.38 | 101 | 1634 | 0 | 0 | 0 | 0 | 0 | 0 | 0.03452 | 0.03445 | 0.03445 | 0.03445 | 0.03445 | 0.03453 |  | 0 | 0 | 0 | 0 | 0 | 0
121586 | FOXWOODS G1 | 4.16 | 101 | 1634 | 0 | 0 | 0 | 0 | 0 | 0 | 0.03452 | 0.03445 | 0.03445 | 0.03445 | 0.03445 | 0.03453 |  | 0 | 0 | 0 | 0 | 0 | 0
999583 | SUN_TUNNEL | 115 | 101 | 1630 | 0 | 0 | 0 | 0 | 0 | 0 | 0.03452 | 0.03445 | 0.03445 | 0.03445 | 0.03445 | 0.03453 |  | 0 | 0 | 0 | 0 | 0 | 0
121788 | LISBON | 4.16 | 101 | 1633 | 0 | 0 | 0 | 0 | 0 | 0 | 0.03528 | 0.03521 | 0.03521 | 0.03521 | 0.03521 | 0.03528 |  | 0 | 0 | 0 | 0 | 0 | 0
121579 | NORWICH JET | 13.8 | 101 | 1633 | 0 | 0 | 0 | 0 | 0 | 0 | 0.03667 | 0.03661 | 0.03661 | 0.03661 | 0.03661 | 0.03668 |  | 0 | 0 | 0 | 0 | 0 | 0
121590 | SECREC | 13.2 | 101 | 1633 | 0 | 0 | 0 | 0 | 0 | 0 | 0.03667 | 0.03661 | 0.03661 | 0.03661 | 0.03661 | 0.03668 |  | 0 | 0 | 0 | 0 | 0 | 0
121931 | RIVERSIDE PF | 23 | 101 | 1672 | 0 | 0 | 0 | 0 | 0 | 0 | 0.03901 | 0.03899 | 0.03899 | 0.03899 | 0.03899 | 0.03905 |  | 0 | 0 | 0 | 0 | 0 | 0
121943 | S-MEADOW_G5 | 11.5 | 101 | 1673 | 0 | 0 | 0 | 0 | 0 | 0 | 0.03933 | 0.03931 | 0.03931 | 0.03931 | 0.03931 | 0.03937 |  | 0 | 0 | 0 | 0 | 0 | 0
121944 | S-MEADOW_G6 | 11.5 | 101 | 1673 | 0 | 0 | 0 | 0 | 0 | 0 | 0.03933 | 0.03931 | 0.03931 | 0.03931 | 0.03931 | 0.03937 |  | 0 | 0 | 0 | 0 | 0 | 0
121964 | CDECCA_CT | 13.8 | 101 | 1673 | 0 | 0 | 0 | 0 | 0 | 0 | 0.0407 | 0.04068 | 0.04068 | 0.04068 | 0.04068 | 0.04075 |  | 0 | 0 | 0 | 0 | 0 | 0
121965 | CDECCA_ST | 13.2 | 101 | 1673 | 0 | 0 | 0 | 0 | 0 | 0 | 0.0407 | 0.04068 | 0.04068 | 0.04068 | 0.04068 | 0.04075 |  | 0 | 0 | 0 | 0 | 0 | 0
121647 | MONTVILLE | 2.4 | 101 | 1633 | 0 | 0 | 0 | 0 | 0 | 0 | 0.04443 | 0.04437 | 0.04437 | 0.04437 | 0.04437 | 0.04444 |  | 0 | 0 | 0 | 0 | 0 | 0
121645 | MONTVILLE_G5 | 13.8 | 101 | 1633 | 0 | 0 | 0 | 0 | 0 | 0 | 0.04742 | 0.04737 | 0.04737 | 0.04737 | 0.04737 | 0.04744 |  | 0 | 0 | 0 | 0 | 0 | 0
121646 | MONTVILLE_G6 | 22 | 101 | 1633 | 24.5 | 0 | 410 | 24.5 | 0 | 385.5 | 0.04742 | 0.04737 | 0.04737 | 0.04737 | 0.04737 | 0.04744 |  | 0 | 0 | 0 | 0 | 0 | 0
121835 | RAND WHITNEY | 13.8 | 101 | 1634 | 0 | 0 | 0 | 0 | 0 | 0 | 0.04742 | 0.04737 | 0.04737 | 0.04737 | 0.04737 | 0.04744 |  | 0 | 0 | 0 | 0 | 0 | 0
999718 | WND_MONTVI~1 | 115 | 101 | 1630 | 0 | 0 | 0 | 0 | 0 | 0 | 0.04742 | 0.04737 | 0.04737 | 0.04737 | 0.04737 | 0.04744 |  | 0 | 0 | 0 | 0 | 0 | 0
999768 | SUN_WATERF~1 | 115 | 101 | 1630 | 0 | 0 | 0 | 0 | 0 | 0 | 0.04742 | 0.04737 | 0.04737 | 0.04737 | 0.04737 | 0.04744 |  | 0 | 0 | 0 | 0 | 0 | 0
109517 | SEARS HYDRO | 2.4 | 101 | 1100 | 0 | 0 | 0 | 0 | 0 | 0 | 0.04867 | 0.04872 | 0.04872 | 0.04872 | 0.04872 | 0.04878 |  | 0 | 0 | 0 | 0 | 0 | 0
122154 | SIMSBURY SLR | 0.38 | 101 | 1694 | 0 | 0 | 0 | 0 | 0 | 0 | 0.04896 | 0.04895 | 0.04895 | 0.04895 | 0.04895 | 0.04901 |  | 0 | 0 | 0 | 0 | 0 | 0
990307 | SUN_NE-SIM~1 | 115 | 101 | 1690 | 0 | 0 | 0 | 0 | 0 | 0 | 0.04896 | 0.04895 | 0.04895 | 0.04895 | 0.04895 | 0.04901 |  | 0 | 0 | 0 | 0 | 0 | 0
121656 | MILLSTONE_G2 | 24 | 101 | 1633 | 934.5 | 0 | 934.5 | 934.5 | 0 | 0 | 0.05178 | 0.05174 | 0.05174 | 0.05174 | 0.05174 | 0.05181 |  | 0 | 0 | 0 | 0 | 0 | 0
121657 | MILLSTONE_G3 | 24 | 101 | 1633 | 1283 | 0 | 1283 | 1283 | 0 | 0 | 0.05178 | 0.05174 | 0.05174 | 0.28118 | 0.05174 | 0.05181 |  | 0 | 0 | 0 | 0 | 0 | 0
999194 | NUC_MILLST~1 | 345 | 101 | 1630 | 0 | 0 | 0 | 0 | 0 | 0 | 0.05178 | 0.05174 | 0.05174 | 0.05174 | 0.05174 | 0.05181 |  | 0 | 0 | 0 | 0 | 0 | 0
109296 | SEARS WIND_E | 12.5 | 101 | 704 | 0 | 0 | 0 | 0 | 0 | 0 | 0.05418 | 0.05423 | 0.05423 | 0.05423 | 0.05423 | 0.05429 |  | 0 | 0 | 0 | 0 | 0 | 0
109297 | SEARS WIND_W | 12.5 | 101 | 704 | 0 | 0 | 0 | 0 | 0 | 0 | 0.05418 | 0.05423 | 0.05423 | 0.05423 | 0.05423 | 0.05429 |  | 0 | 0 | 0 | 0 | 0 | 0
109403 | DRFLD EAST G | 0.69 | 101 | 704 | 0 | 0 | 0 | 0 | 0 | 0 | 0.05975 | 0.0598 | 0.0598 | 0.0598 | 0.0598 | 0.05986 |  | 0 | 0 | 0 | 0 | 0 | 0
109404 | DRFLD WEST G | 0.69 | 101 | 704 | 0 | 0 | 0 | 0 | 0 | 0 | 0.05975 | 0.0598 | 0.0598 | 0.0598 | 0.0598 | 0.05986 |  | 0 | 0 | 0 | 0 | 0 | 0
998496 | SUN_E ARLN~1 | 46 | 101 | 822 | 0 | 0 | 0 | 0 | 0 | 0 | 0.06291 | 0.06304 | 0.06304 | 0.06304 | 0.06304 | 0.06308 |  | 0 | 0 | 0 | 0 | 0 | 0
122041 | MIDDLETWN_G2 | 13.8 | 101 | 1713 | 121.29 | 0 | 121.29 | 121.29 | 0 | 0 | 0.0636 | 0.06357 | 0.06357 | 0.06357 | 0.06357 | 0.06364 |  | 0 | 0 | 0 | 0 | 0 | 0
122042 | MIDDLETWN_G3 | 22 | 101 | 1713 | 231.71 | 0 | 231.71 | 231.71 | 0 | 0 | 0.0636 | 0.06357 | 0.06357 | 0.06357 | 0.06357 | 0.06364 |  | 0 | 0 | 0 | 0 | 0 | 0
122044 | MIDDLETWN_10 | 13.2 | 101 | 1713 | 0 | 0 | 0 | 0 | 0 | 0 | 0.0636 | 0.06357 | 0.06357 | 0.06357 | 0.06357 | 0.06364 |  | 0 | 0 | 0 | 0 | 0 | 0
122030 | KLEEN_C1 | 16.5 | 101 | 1713 | 180.65 | 0 | 180.65 | 180.65 | 0 | 0 | 0.06789 | 0.06786 | 0.06786 | 0.06786 | 0.06786 | 0.06793 |  | 0 | 0 | 0 | 0 | 0 | 0
122031 | KLEEN_C2 | 16.5 | 101 | 1713 | 180.65 | 0 | 180.65 | 180.65 | 0 | 0 | 0.06789 | 0.06786 | 0.06786 | 0.06786 | 0.06786 | 0.06793 |  | 0 | 0 | 0 | 0 | 0 | 0
122032 | KLEEN_S1 | 18 | 101 | 1713 | 258.7 | 0 | 258.7 | 258.7 | 0 | 0 | 0.06789 | 0.06786 | 0.06786 | 0.06786 | 0.06786 | 0.06793 |  | 0 | 0 | 0 | 0 | 0 | 0
113096 | BEARSWAMP 1 | 13.8 | 101 | 1100 | 331.5 | 0 | 331.5 | 331.5 | 0 | 0 | 0.07416 | 0.07419 | 0.07419 | 0.07419 | 0.07419 | 0.07425 |  | 0 | 0 | 0 | 0 | 0 | 0
113097 | BEARSWAMP 2 | 13.8 | 101 | 1100 | 331.5 | 0 | 331.5 | 331.5 | 0 | 0 | 0.07416 | 0.07419 | 0.07419 | 0.07419 | 0.07419 | 0.07425 |  | 0 | 0 | 0 | 0 | 0 | 0
993001 | SUN_BEAR S~1 | 230 | 101 | 1100 | 83.71 | 0 | 83.71 | 83.71 | 0 | 0 | 0.07416 | 0.07419 | 0.07419 | 0.07419 | 0.07419 | 0.07425 |  | 0 | 0 | 0 | 0 | 0 | 0
122043 | MIDDLETWN_G4 | 22 | 101 | 1713 | 402 | 0 | 402 | 402 | 0 | 0 | 0.07522 | 0.0752 | 0.0752 | 0.0752 | 0.0752 | 0.07527 |  | 0 | 0 | 0 | 0 | 0 | 0
122046 | MIDDLETWN_12 | 13.8 | 101 | 1713 | 0 | 0 | 0 | 0 | 0 | 0 | 0.07522 | 0.0752 | 0.0752 | 0.0752 | 0.0752 | 0.07527 |  | 0 | 0 | 0 | 0 | 0 | 0
122047 | MIDDLETWN_13 | 13.8 | 101 | 1713 | 0 | 0 | 0 | 0 | 0 | 0 | 0.07522 | 0.0752 | 0.0752 | 0.0752 | 0.0752 | 0.07527 |  | 0 | 0 | 0 | 0 | 0 | 0
122048 | MIDDLETWN_14 | 13.8 | 101 | 1713 | 0 | 0 | 0 | 0 | 0 | 0 | 0.07522 | 0.0752 | 0.0752 | 0.0752 | 0.0752 | 0.07527 |  | 0 | 0 | 0 | 0 | 0 | 0
122049 | MIDDLETWN_15 | 13.8 | 101 | 1713 | 0 | 0 | 0 | 0 | 0 | 0 | 0.07522 | 0.0752 | 0.0752 | 0.0752 | 0.0752 | 0.07527 |  | 0 | 0 | 0 | 0 | 0 | 0
990488 | NG_BLACK R~1 | 115 | 101 | 1670 | 0 | 0 | 0 | 0 | 0 | 0 | 0.07795 | 0.07793 | 0.07793 | 0.07793 | 0.07793 | 0.078 |  | 0 | 0 | 0 | 0 | 0 | 0
123635 | HALVARSSON | 192 | 101 | 1830 | 0 | 0 | 0 | 0 | 0 | 0 | 0.08784 | 0.08782 | 0.08782 | 0.08782 | 0.08782 | 0.08788 |  | 0 | 0 | 0 | 0 | 0 | 0
122417 | BRANFORD JET | 13.8 | 101 | 1734 | 0 | 0 | 0 | 0 | 0 | 0 | 0.09271 | 0.09269 | 0.09269 | 0.09269 | 0.09269 | 0.09275 |  | 0 | 0 | 0 | 0 | 0 | 0
123653 | NEW HAVN HBR | 22 | 101 | 1823 | 0 | 0 | 0 | 0 | 0 | 0 | 0.09506 | 0.09504 | 0.09504 | 0.09504 | 0.09504 | 0.09511 |  | 0 | 0 | 0 | 0 | 0 | 0
123655 | NHHP G2 | 13.8 | 101 | 1823 | 0 | 0 | 0 | 0 | 0 | 0 | 0.09506 | 0.09504 | 0.09504 | 0.09504 | 0.09504 | 0.09511 |  | 0 | 0 | 0 | 0 | 0 | 0
123656 | NHHP G3-4 | 13.8 | 101 | 1823 | 0 | 0 | 0 | 0 | 0 | 0 | 0.09506 | 0.09504 | 0.09504 | 0.09504 | 0.09504 | 0.09511 |  | 0 | 0 | 0 | 0 | 0 | 0
123128 | YALE DG 1 | 13.8 | 101 | 1804 | 0 | 0 | 0 | 0 | 0 | 0 | 0.09771 | 0.09769 | 0.09769 | 0.09769 | 0.09769 | 0.09775 |  | 0 | 0 | 0 | 0 | 0 | 0
123129 | YALE DG 2 | 13.8 | 101 | 1804 | 0 | 0 | 0 | 0 | 0 | 0 | 0.09771 | 0.09769 | 0.09769 | 0.09769 | 0.09769 | 0.09775 |  | 0 | 0 | 0 | 0 | 0 | 0
122448 | WALLINGFRDG1 | 13.8 | 101 | 1733 | 0 | 0 | 0 | 0 | 0 | 0 | 0.09772 | 0.09771 | 0.09771 | 0.09771 | 0.09771 | 0.09777 |  | 0 | 0 | 0 | 0 | 0 | 0
122449 | WALLINGFRDG2 | 13.8 | 101 | 1733 | 0 | 0 | 0 | 0 | 0 | 0 | 0.09772 | 0.09771 | 0.09771 | 0.09771 | 0.09771 | 0.09777 |  | 0 | 0 | 0 | 0 | 0 | 0
122450 | WALLINGFRDG3 | 13.8 | 101 | 1733 | 0 | 0 | 0 | 0 | 0 | 0 | 0.09772 | 0.09771 | 0.09771 | 0.09771 | 0.09771 | 0.09777 |  | 0 | 0 | 0 | 0 | 0 | 0
122451 | WALLINGFRDG4 | 13.8 | 101 | 1733 | 0 | 0 | 0 | 0 | 0 | 0 | 0.09772 | 0.09771 | 0.09771 | 0.09771 | 0.09771 | 0.09777 |  | 0 | 0 | 0 | 0 | 0 | 0
122452 | WALLINGFRDG5 | 13.8 | 101 | 1733 | 0 | 0 | 0 | 0 | 0 | 0 | 0.09772 | 0.09771 | 0.09771 | 0.09771 | 0.09771 | 0.09777 |  | 0 | 0 | 0 | 0 | 0 | 0
122453 | WALLINGFRDG6 | 13.8 | 101 | 1733 | 0 | 0 | 0 | 0 | 0 | 0 | 0.09772 | 0.09771 | 0.09771 | 0.09771 | 0.09771 | 0.09777 |  | 0 | 0 | 0 | 0 | 0 | 0
122454 | WALLINGFRDG7 | 13.8 | 101 | 1733 | 0 | 0 | 0 | 0 | 0 | 0 | 0.09772 | 0.09771 | 0.09771 | 0.09771 | 0.09771 | 0.09777 |  | 0 | 0 | 0 | 0 | 0 | 0
122542 | A.L. PIERCE | 13.8 | 101 | 1733 | 0 | 0 | 0 | 0 | 0 | 0 | 0.09772 | 0.09771 | 0.09771 | 0.09771 | 0.09771 | 0.09777 |  | 0 | 0 | 0 | 0 | 0 | 0
990740 | SUN_WALLIN~1 | 115 | 101 | 1730 | 0 | 0 | 0 | 0 | 0 | 0 | 0.09772 | 0.09771 | 0.09771 | 0.09771 | 0.09771 | 0.09777 |  | 0 | 0 | 0 | 0 | 0 | 0
122272 | FORESTVILLE | 13.8 | 101 | 1692 | 0 | 0 | 0 | 0 | 0 | 0 | 0.10282 | 0.10281 | 0.10281 | 0.10281 | 0.10281 | 0.10287 |  | 0 | 0 | 0 | 0 | 0 | 0
122173 | FRANKLIN DR | 13.2 | 101 | 1692 | 0 | 0 | 0 | 0 | 0 | 0 | 0.10844 | 0.10843 | 0.10843 | 0.10843 | 0.10843 | 0.10849 |  | 0 | 0 | 0 | 0 | 0 | 0
122469 | DEVON #10 | 13.8 | 101 | 1733 | 0 | 0 | 0 | 0 | 0 | 0 | 0.11703 | 0.11702 | 0.11702 | 0.11702 | 0.11702 | 0.11708 |  | 0 | 0 | 0 | 0 | 0 | 0
122476 | DEVON #15-16 | 13.8 | 101 | 1733 | 93.8 | 0 | 93.8 | 93.8 | 0 | 0 | 0.11703 | 0.11702 | 0.11702 | 0.11702 | 0.11702 | 0.11708 |  | 0 | 0 | 0 | 0 | 0 | 0
122477 | DEVON #17-18 | 13.8 | 101 | 1733 | 73.07 | 0 | 93.8 | 73.07 | 0 | 20.73 | 0.11703 | 0.11702 | 0.11702 | 0.11702 | 0.11702 | 0.11708 |  | 0 | 0 | 0 | 0 | 0 | 0
122481 | MILFORD_C1 | 21 | 101 | 1733 | 267.7 | 0 | 267.7 | 267.7 | 0 | 0 | 0.12265 | 0.12264 | 0.12264 | 0.12264 | 0.12264 | 0.12271 |  | 0 | 0 | 0 | 0 | 0 | 0
122482 | MILFORD_C2 | 21 | 101 | 1733 | 267.7 | 0 | 267.7 | 267.7 | 0 | 0 | 0.12265 | 0.12264 | 0.12264 | 0.12264 | 0.12264 | 0.12271 |  | 0 | 0 | 0 | 0 | 0 | 0
993313 | NG_CONGRES~1 | 115 | 101 | 1800 | 0 | 0 | 0 | 0 | 0 | 0 | 0.12425 | 0.12424 | 0.12424 | 0.12424 | 0.12424 | 0.1243 |  | 0 | 0 | 0 | 0 | 0 | 0
122583 | WATERBURY_G | 13.8 | 101 | 1733 | 97.91 | 0 | 97.91 | 97.91 | 0 | 0 | 0.12432 | 0.12431 | 0.12431 | 0.12431 | 0.12431 | 0.12438 |  | 0 | 0 | 0 | 0 | 0 | 0
123642 | BRPT HRBR 4 | 13.8 | 101 | 1803 | 0 | 0 | 0 | 0 | 0 | 0 | 0.12525 | 0.12524 | 0.12524 | 0.12524 | 0.12524 | 0.1253 |  | 0 | 0 | 0 | 0 | 0 | 0
122586 | TOWANTIC C1 | 18 | 101 | 1733 | 248.66 | 0 | 248.66 | 248.66 | 0 | 0 | 0.12535 | 0.12534 | 0.12534 | 0.12534 | 0.12534 | 0.1254 |  | 0 | 0 | 0 | 0 | 0 | 0
122587 | TOWANTIC C2 | 18 | 101 | 1733 | 250.92 | 0 | 250.92 | 250.92 | 0 | 0 | 0.12535 | 0.12534 | 0.12534 | 0.12534 | 0.12534 | 0.1254 |  | 0 | 0 | 0 | 0 | 0 | 0
122588 | TOWANTIC ST | 18 | 101 | 1733 | 250.92 | 0 | 250.92 | 250.92 | 0 | 0 | 0.12535 | 0.12534 | 0.12534 | 0.12534 | 0.12534 | 0.1254 |  | 0 | 0 | 0 | 0 | 0 | 0
122470 | DEVON #11 | 13.8 | 101 | 1733 | 33.12 | 0 | 33.12 | 33.12 | 0 | 0 | 0.12538 | 0.12536 | 0.12536 | 0.12536 | 0.12536 | 0.12543 |  | 0 | 0 | 0 | 0 | 0 | 0
122471 | DEVON #12 | 13.8 | 101 | 1733 | 33.12 | 0 | 33.12 | 33.12 | 0 | 0 | 0.12538 | 0.12536 | 0.12536 | 0.12536 | 0.12536 | 0.12543 |  | 0 | 0 | 0 | 0 | 0 | 0
122472 | DEVON #13 | 13.8 | 101 | 1733 | 33.12 | 0 | 33.12 | 33.12 | 0 | 0 | 0.12538 | 0.12536 | 0.12536 | 0.12536 | 0.12536 | 0.12543 |  | 0 | 0 | 0 | 0 | 0 | 0
122473 | DEVON #14 | 13.8 | 101 | 1733 | 33.12 | 0 | 33.12 | 33.12 | 0 | 0 | 0.12538 | 0.12536 | 0.12536 | 0.12536 | 0.12536 | 0.12543 |  | 0 | 0 | 0 | 0 | 0 | 0
990812 | BAT_DEVON-1 | 115 | 101 | 1730 | 0 | 0 | 0 | 0 | 0 | 0 | 0.12538 | 0.12536 | 0.12536 | 0.12536 | 0.12536 | 0.12543 |  | 0 | 0 | 0 | 0 | 0 | 0
123643 | BRPT RESCO_G | 13.8 | 101 | 1803 | 59.65 | 0 | 59.65 | 59.65 | 0 | 0 | 0.126 | 0.12599 | 0.12599 | 0.12599 | 0.12599 | 0.12605 |  | 0 | 0 | 0 | 0 | 0 | 0
123149 | SIKORSKY | 13.8 | 101 | 1804 | 0 | 0 | 0 | 0 | 0 | 0 | 0.12675 | 0.12674 | 0.12674 | 0.12674 | 0.12674 | 0.12681 |  | 0 | 0 | 0 | 0 | 0 | 0
123147 | DERBY DAM HY | 4.16 | 101 | 1804 | 0 | 0 | 0 | 0 | 0 | 0 | 0.12747 | 0.12746 | 0.12746 | 0.12746 | 0.12746 | 0.12753 |  | 0 | 0 | 0 | 0 | 0 | 0
993146 | NG_INDIAN ~1 | 13.8 | 101 | 1802 | 0 | 0 | 0 | 0 | 0 | 0 | 0.12747 | 0.12746 | 0.12746 | 0.12746 | 0.12746 | 0.12753 |  | 0 | 0 | 0 | 0 | 0 | 0
999389 | BAT_EAST D~1 | 345 | 101 | 1730 | 0 | 0 | 0 | 0 | 0 | 0 | 0.13051 | 0.13049 | 0.13049 | 0.13049 | 0.13049 | 0.13056 |  | 0 | 0 | 0 | 0 | 0 | 0
122625 | STEVENSON HY | 6.6 | 101 | 1733 | 21.67 | 0 | 21.67 | 21.67 | 0 | 0 | 0.13218 | 0.13217 | 0.13217 | 0.13217 | 0.13217 | 0.13224 |  | 0 | 0 | 0 | 0 | 0 | 0
123628 | BRPT HRBR 5C | 25 | 101 | 1803 | 315.72 | 0 | 315.72 | 315.72 | 0 | 0 | 0.13419 | 0.13418 | 0.13418 | 0.13418 | 0.13418 | 0.13424 |  | 0 | 0 | 0 | 0 | 0 | 0
123629 | BRPT HRBR 5S | 18 | 101 | 1803 | 168.58 | 0 | 168.58 | 168.58 | 0 | 0 | 0.13419 | 0.13418 | 0.13418 | 0.13418 | 0.13418 | 0.13424 |  | 0 | 0 | 0 | 0 | 0 | 0
123641 | BRPT EN 10ST | 16 | 101 | 1803 | 152.8 | 0 | 152.8 | 152.8 | 0 | 0 | 0.13419 | 0.13418 | 0.13418 | 0.13418 | 0.13418 | 0.13424 |  | 0 | 0 | 0 | 0 | 0 | 0
123644 | BRPT EN 11CT | 16 | 101 | 1803 | 165.6 | 0 | 165.6 | 165.6 | 0 | 0 | 0.13419 | 0.13418 | 0.13418 | 0.13418 | 0.13418 | 0.13424 |  | 0 | 0 | 0 | 0 | 0 | 0
123645 | BRPT EN 12CT | 16 | 101 | 1803 | 165.6 | 0 | 165.6 | 165.6 | 0 | 0 | 0.13419 | 0.13418 | 0.13418 | 0.13418 | 0.13418 | 0.13424 |  | 0 | 0 | 0 | 0 | 0 | 0
993626 | DFO NG_SIN~1 | 345 | 101 | 1810 | 0 | 0 | 0 | 0 | 0 | 0 | 0.13419 | 0.13418 | 0.13418 | 0.13418 | 0.13418 | 0.13424 |  | 0 | 0 | 0 | 0 | 0 | 0
122911 | WATERSIDE_G | 13.8 | 101 | 1753 | 0 | 0 | 0 | 0 | 0 | 0 | 0.13577 | 0.13577 | 0.13577 | 0.13577 | 0.13577 | 0.13583 |  | 0 | 0 | 0 | 0 | 0 | 0
122933 | COSCOB_GEN | 13.8 | 101 | 1753 | 0 | 0 | 0 | 0 | 0 | 0 | 0.13577 | 0.13577 | 0.13577 | 0.13577 | 0.13577 | 0.13583 |  | 0 | 0 | 0 | 0 | 0 | 0
122889 | GLENBROOK_S1 | 14.6 | 101 | 1752 | 0 | 0 | 0 | 0 | 0 | 0 | 0.13578 | 0.13577 | 0.13577 | 0.13577 | 0.13577 | 0.13583 |  | 0 | 0 | 0 | 0 | 0 | 0
122890 | GLENBROOK_S2 | 14.6 | 101 | 1752 | 0 | 0 | 0 | 0 | 0 | 0 | 0.13578 | 0.13577 | 0.13577 | 0.13577 | 0.13577 | 0.13583 |  | 0 | 0 | 0 | 0 | 0 | 0
122648 | BULLS BRIDGE | 1.15 | 101 | 1734 | 0 | 0 | 0 | 0 | 0 | 0 | 0.13919 | 0.13918 | 0.13918 | 0.13918 | 0.13918 | 0.13924 |  | 0 | 0 | 0 | 0 | 0 | 0
122657 | ROCKY RIVER | 13.8 | 101 | 1732 | 29.35 | 0 | 29.35 | 29.35 | 0 | 0 | 0.13919 | 0.13918 | 0.13918 | 0.13918 | 0.13918 | 0.13924 |  | 0 | 0 | 0 | 0 | 0 | 0
122660 | KIMB CLARK_G | 13.8 | 101 | 1734 | 12.02 | 0 | 12.02 | 12.02 | 0 | 0 | 0.13919 | 0.13918 | 0.13918 | 0.13918 | 0.13918 | 0.13924 |  | 0 | 0 | 0 | 0 | 0 | 0
991172 | SUN_ROCKY ~1 | 115 | 101 | 1730 | 0 | 0 | 0 | 0 | 0 | 0 | 0.13919 | 0.13918 | 0.13918 | 0.13918 | 0.13918 | 0.13924 |  | 0 | 0 | 0 | 0 | 0 | 0
122184 | TORRINGTON T | 13.8 | 101 | 1693 | 0 | 0 | 0 | 0 | 0 | 0 | 0.1407 | 0.1407 | 0.1407 | 0.1407 | 0.1407 | 0.14076 |  | 0 | 0 | 0 | 0 | 0 | 0
122196 | FALLS VILLGE | 6.6 | 101 | 1693 | 0 | 0 | 0 | 0 | 0 | 0 | 0.1407 | 0.1407 | 0.1407 | 0.1407 | 0.1407 | 0.14076 |  | 0 | 0 | 0 | 0 | 0 | 0
122690 | SHEPAUG HYD | 13.8 | 101 | 1734 | 42.95 | 0 | 42.95 | 42.95 | 0 | 0 | 0.15085 | 0.15084 | 0.15084 | 0.15084 | 0.15084 | 0.15091 |  | 0 | 0 | 0 | 0 | 0 | 0
122700 | STONY HIL_SC | 12.5 | 101 | 1733 | 0 | 0 | 0 | 0 | 0 | 0 | 0.15239 | 0.15239 | 0.15239 | 0.15239 | 0.15239 | 0.15245 |  | 0 | 0 | 0 | 0 | 0 | 0
105568 | SEABROOK_G1 | 25 | 101 | 603 | 1309.28 | 0 | 1309.28 | 1309.28 | 0 | 0 | 0.26929 | 0.26936 | 0.26936 | -0.03849 | -0.03849 | 0.26941 |  | 0 | 0 | 0 | 0 | 0 | 0
911560 | NYNE_BWLN | 345 | 102 | 12 | 120.67 | 0 | 466.67 | 120.67 | 0 | 346 | 0.30153 | 0.30156 | 0.30156 | 0.30156 | 0.30156 | 0.30162 |  | 0 | 0 | 0 | 0 | 0 | 0
926260 | NYPA - CMR | 345 | 102 | 12 | 0 | 0 | 0 | 0 | 0 | 0 | 0.30153 | 0.30156 | 0.30156 | 0.30156 | 0.30156 | 0.30162 |  | 0 | 0 | 0 | 0 | 0 | 0
926261 | NYPA - VT | 345 | 102 | 12 | 0 | 0 | 0 | 0 | 0 | 0 | 0.30153 | 0.30156 | 0.30156 | 0.30156 | 0.30156 | 0.30162 |  | 0 | 0 | 0 | 0 | 0 | 0
102125 | S_WTRVL_D | 12 | 101 | 112 | 0 | 0 | 0 | 0 | 0 | 0 | 0.32709 | 0.32714 | 0.32714 | 0.32714 | 0.32714 | 0.32719 |  | 0 | 0 | 0 | 0 | 0 | 0
107326 | HG_CONVRTR_N | 120 | 101 | 703 | 0 | 0 | 0 | 0 | 0 | 0 | 0.32709 | 0.32714 | 0.32714 | 0.32714 | 0.32714 | 0.32719 |  | 0 | 0 | 0 | 0 | 0 | 0
108955 | BELDENS1 | 2.4 | 101 | 704 | 0 | 0 | 0 | 0 | 0 | 0 | 0.32709 | 0.32714 | 0.32714 | 0.32714 | 0.32714 | 0.32719 |  | 0 | 0 | 0 | 0 | 0 | 0
109049 | CARVER FALLS | 2.3 | 101 | 704 | 0 | 0 | 0 | 0 | 0 | 0 | 0.32709 | 0.32714 | 0.32714 | 0.32714 | 0.32714 | 0.32719 |  | 0 | 0 | 0 | 0 | 0 | 0
109077 | E PITTSFORD | 2.3 | 101 | 704 | 0 | 0 | 0 | 0 | 0 | 0 | 0.32709 | 0.32714 | 0.32714 | 0.32714 | 0.32714 | 0.32719 |  | 0 | 0 | 0 | 0 | 0 | 0
109092 | MIDDLESEX_G | 2.4 | 101 | 704 | 0 | 0 | 0 | 0 | 0 | 0 | 0.32709 | 0.32714 | 0.32714 | 0.32714 | 0.32714 | 0.32719 |  | 0 | 0 | 0 | 0 | 0 | 0
109101 | SALISBURY | 7.2 | 101 | 704 | 0 | 0 | 0 | 0 | 0 | 0 | 0.32709 | 0.32714 | 0.32714 | 0.32714 | 0.32714 | 0.32719 |  | 0 | 0 | 0 | 0 | 0 | 0
109105 | MIDDLEBURY_H | 6.44 | 101 | 704 | 0 | 0 | 0 | 0 | 0 | 0 | 0.32709 | 0.32714 | 0.32714 | 0.32714 | 0.32714 | 0.32719 |  | 0 | 0 | 0 | 0 | 0 | 0
109130 | SMITH FALLS | 4.16 | 101 | 704 | 0 | 0 | 0 | 0 | 0 | 0 | 0.32709 | 0.32714 | 0.32714 | 0.32714 | 0.32714 | 0.32719 |  | 0 | 0 | 0 | 0 | 0 | 0
109139 | DEWEY MILLS | 4.16 | 101 | 704 | 0 | 0 | 0 | 0 | 0 | 0 | 0.32709 | 0.32714 | 0.32714 | 0.32714 | 0.32714 | 0.32719 |  | 0 | 0 | 0 | 0 | 0 | 0
109143 | CAVENDISH_D2 | 12.5 | 101 | 704 | 0 | 0 | 0 | 0 | 0 | 0 | 0.32709 | 0.32714 | 0.32714 | 0.32714 | 0.32714 | 0.32719 |  | 0 | 0 | 0 | 0 | 0 | 0
109190 | GRANITE SC1 | 13.8 | 101 | 703 | 0 | 0 | 0 | 0 | 0 | 0 | 0.32709 | 0.32714 | 0.32714 | 0.32714 | 0.32714 | 0.32719 |  | 0 | 0 | 0 | 0 | 0 | 0
109200 | GRANITE SC2 | 13.8 | 101 | 703 | 0 | 0 | 0 | 0 | 0 | 0 | 0.32709 | 0.32714 | 0.32714 | 0.32714 | 0.32714 | 0.32719 |  | 0 | 0 | 0 | 0 | 0 | 0
109251 | GAGE | 2.4 | 101 | 704 | 0 | 0 | 0 | 0 | 0 | 0 | 0.32709 | 0.32714 | 0.32714 | 0.32714 | 0.32714 | 0.32719 |  | 0 | 0 | 0 | 0 | 0 | 0
111110 | PUTNAM 1 | 13.8 | 101 | 1012 | 0 | 0 | 0 | 0 | 0 | 0 | 0.32709 | 0.32714 | 0.32714 | 0.32714 | 0.32714 | 0.32719 |  | 0 | 0 | 0 | 0 | 0 | 0
114050 | MALDEN MLS_T | 23 | 101 | 1120 | 0 | 0 | 0 | 0 | 0 | 0 | 0.32709 | 0.32714 | 0.32714 | 0.32714 | 0.32714 | 0.32719 |  | 0 | 0 | 0 | 0 | 0 | 0
116569 | TILSON-1113 | 13.8 | 101 | 1372 | 0 | 0 | 0 | 0 | 0 | 0 | 0.32709 | 0.32714 | 0.32714 | 0.32714 | 0.32714 | 0.32719 |  | 0 | 0 | 0 | 0 | 0 | 0
121744 | UCONN COGEN | 13.8 | 101 | 1634 | 0 | 0 | 0 | 0 | 0 | 0 | 0.32709 | 0.32714 | 0.32714 | 0.32714 | 0.32714 | 0.32719 |  | 0 | 0 | 0 | 0 | 0 | 0
911554 | NYNE_OSWG | 345 | 102 | 12 | 120.67 | 0 | 466.67 | 120.67 | 0 | 346 | 0.35242 | 0.35247 | 0.35247 | 0.35247 | 0.35247 | 0.35252 |  | 0 | 0 | 0 | 0 | 0 | 0
911531 | NYNE_GILB | 345 | 102 | 12 | 120.67 | 0 | 466.67 | 120.67 | 0 | 346 | 0.35778 | 0.35783 | 0.35783 | 0.35783 | 0.35783 | 0.35788 |  | 0 | 0 | 0 | 0 | 0 | 0

## 116312 BERKSHIRE 999312 Strata
****** Plant Redispatch calculator ******* !!!! Please - edit only columns 'Status' & 'Pnew' !!!!!***
Flows
NN | LFCaseName | Monitored Element | [5 empty] | Contingency | Limit | FlowInit | FlowRes | FlowChange | Loading
1 |  | 116312 BERKSHIRE 115 999312 Strata_Ber~1 115 1 | [5 empty] | NF_1231-1_2 | 101 | 54.5 | 54.5 | 0 | 53.96%
2 |  | 116312 BERKSHIRE 115 999312 Strata_Ber~1 115 1 | [5 empty] | BF_HARRMN_10 | 101 | 53.9 | 53.9 | 0 | 53.37%
3 |  | 116312 BERKSHIRE 115 999312 Strata_Ber~1 115 1 | [5 empty] | BS_HARRIMAN2 | 101 | 53.9 | 53.9 | 0 | 53.37%
4 |  | 116312 BERKSHIRE 115 999312 Strata_Ber~1 115 1 | [5 empty] | BF_HARRMN_77 | 101 | 53.8 | 53.8 | 0 | 53.27%
5 |  | 116312 BERKSHIRE 115 999312 Strata_Ber~1 115 1 | [5 empty] | NF_312 | 101 | 81.8 | 81.8 | 0 | 80.99%
Dispatch | [8 empty] | 0 | [7 empty] | 0 | 0 | 0 | 0 | 0
Bus# | Bus Name | Volt | Area | Zone | Pgen or Pload | PMin Gen | PMax Gen | Pnew | Pdelta | Pavail | Dfax_1 | Dfax_2 | Dfax_3 | Dfax_4 | Dfax_5 | --- | Impact_1 | Impact_2 | Impact_3 | Impact_4 | Impact_5
999312 | Strata_Ber~1 | 115 | 101 | 1370 | 0 | 0 | 0 | 0 | 0 | 0 | -0.65038 | -0.36565 | -0.36565 | -0.36565 | -0.32888 |  | 0 | 0 | 0 | 0 | 0
996284 | SUN_CUMBER~1 | 115 | 101 | 1370 | 0 | 0 | 0 | 0 | 0 | 0 | -0.29962 | -0.19928 | -0.19928 | -0.19928 | -0.15223 |  | 0 | 0 | 0 | 0 | 0
116568 | TILSON-1044 | 13.8 | 101 | 1372 | 0 | 0 | 0 | 0 | 0 | 0 | -0.25716 | -0.17914 | -0.17914 | -0.17914 | -0.13085 |  | 0 | 0 | 0 | 0 | 0
116578 | TURNERS FALS | 2.4 | 101 | 1374 | 0 | 0 | 0 | 0 | 0 | 0 | -0.25716 | -0.17914 | -0.17914 | -0.17914 | -0.13085 |  | 0 | 0 | 0 | 0 | 0
116579 | CABOT HYDRO | 13.8 | 101 | 1373 | 64.66 | 0 | 64.66 | 64.66 | 0 | 0 | -0.25716 | -0.17914 | -0.17914 | -0.17914 | -0.13085 |  | 0 | 0 | 0 | 0 | 0
996270 | SUN BAT_TI~1 | 115 | 101 | 1370 | 0 | 0 | 0 | 0 | 0 | 0 | -0.25716 | -0.17914 | -0.17914 | -0.17914 | -0.13085 |  | 0 | 0 | 0 | 0 | 0
113085 | WENDELL DEP | 13.8 | 101 | 1100 | 0 | 0 | 0 | 0 | 0 | 0 | -0.1081 | -0.07924 | -0.07924 | -0.07924 | -0.06013 |  | 0 | 0 | 0 | 0 | 0
993015 | SUN_WENDEL~1 | 115 | 101 | 1100 | 0 | 0 | 0 | 0 | 0 | 0 | -0.1081 | -0.07924 | -0.07924 | -0.07924 | -0.06013 |  | 0 | 0 | 0 | 0 | 0
113104 | SHERMAN HYD | 2.4 | 101 | 1100 | 0 | 0 | 0 | 0 | 0 | 0 | -0.09796 | -0.17879 | -0.17879 | 0.01465 | -0.04166 |  | 0 | 0 | 0 | 0 | 0
109504 | HARRIMAN G2 | 6.9 | 101 | 1100 | 13.71 | 0 | 13.71 | 13.71 | 0 | 0 | -0.08366 | -0.11187 | -0.11187 | -0.11187 | -0.03365 |  | 0 | 0 | 0 | 0 | 0
109505 | HARRIMAN G1 | 6.9 | 101 | 1100 | 13.71 | 0 | 13.71 | 13.71 | 0 | 0 | -0.08366 | -0.11187 | -0.11187 | -0.11187 | -0.03365 |  | 0 | 0 | 0 | 0 | 0
113020 | DaymarkGe~42 | 115 | 101 | 1100 | 0 | 0 | 0 | 0 | 0 | 0 | -0.04486 | -0.03326 | -0.03326 | -0.03326 | -0.02544 |  | 0 | 0 | 0 | 0 | 0
113011 | BAT_BarreB~1 | 115 | 101 | 1100 | 0 | 0 | 0 | 0 | 0 | 0 | -0.05306 | -0.06832 | -0.06832 | -0.06832 | -0.02239 |  | 0 | 0 | 0 | 0 | 0
113082 | BARRE MA T1 | 13.8 | 101 | 1100 | 0 | 0 | 0 | 0 | 0 | 0 | -0.03452 | -0.04192 | -0.04192 | -0.04192 | -0.01557 |  | 0 | 0 | 0 | 0 | 0
993007 | BAT_BARRE ~1 | 115 | 101 | 1100 | 0 | 0 | 0 | 0 | 0 | 0 | -0.03452 | -0.04192 | -0.04192 | -0.04192 | -0.01557 |  | 0 | 0 | 0 | 0 | 0
116411 | NORTHFIELD 1 | 13.8 | 101 | 1373 | 292 | 0 | 292 | 292 | 0 | 0 | -0.00074 | -0.00372 | -0.00372 | -0.00372 | -0.014 |  | 0 | 0 | 0 | 0 | 0
116412 | NORTHFIELD 2 | 13.8 | 101 | 1373 | 292 | 0 | 292 | 292 | 0 | 0 | -0.00074 | -0.00372 | -0.00372 | -0.00372 | -0.014 |  | 0 | 0 | 0 | 0 | 0
116413 | NORTHFIELD 3 | 13.8 | 101 | 1373 | 292 | 0 | 292 | 292 | 0 | 0 | -0.00074 | -0.00372 | -0.00372 | -0.00372 | -0.014 |  | 0 | 0 | 0 | 0 | 0
116414 | NORTHFIELD 4 | 13.8 | 101 | 1373 | 292 | 0 | 292 | 292 | 0 | 0 | -0.00074 | -0.00372 | -0.00372 | -0.00372 | -0.014 |  | 0 | 0 | 0 | 0 | 0
113142 | SOLTERRA A | 0.48 | 101 | 1100 | 0 | 0 | 0 | 0 | 0 | 0 | -0.02694 | -0.03113 | -0.03113 | -0.03113 | -0.01278 |  | 0 | 0 | 0 | 0 | 0
113143 | SOLTERRA B | 0.42 | 101 | 1100 | 0 | 0 | 0 | 0 | 0 | 0 | -0.02694 | -0.03113 | -0.03113 | -0.03113 | -0.01278 |  | 0 | 0 | 0 | 0 | 0
993000 | SUN_TREASU~1 | 115 | 101 | 1100 | 0 | 0 | 0 | 0 | 0 | 0 | -0.02694 | -0.03113 | -0.03113 | -0.03113 | -0.01278 |  | 0 | 0 | 0 | 0 | 0
994946 | SUN_VERNON~2 | 115 | 101 | 99 | 0 | 0 | 0 | 0 | 0 | 0 | -0.00142 | -0.0027 | -0.0027 | -0.0027 | -0.01078 |  | 0 | 0 | 0 | 0 | 0
997010 | HVDC_COOLI~1 | 345 | 101 | 700 | 0 | 0 | 0 | 0 | 0 | 0 | -0.00142 | -0.00273 | -0.00273 | -0.00273 | -0.01075 |  | 0 | 0 | 0 | 0 | 0
997910 | SUN_VERNON~1 | 115 | 101 | 700 | 0 | 0 | 0 | 0 | 0 | 0 | -0.0014 | -0.0026 | -0.0026 | -0.0026 | -0.01069 |  | 0 | 0 | 0 | 0 | 0
994935 | SUN_CHESTN~1 | 115 | 101 | 680 | 0 | 0 | 0 | 0 | 0 | 0 | -0.00146 | -0.00266 | -0.00266 | -0.00266 | -0.01065 |  | 0 | 0 | 0 | 0 | 0
998476 | SUN_CARVER~1 | 46 | 101 | 802 | 0 | 0 | 0 | 0 | 0 | 0 | -0.00152 | -0.00263 | -0.00263 | -0.00263 | -0.01038 |  | 0 | 0 | 0 | 0 | 0
108949 | BELDENS | 4.16 | 101 | 704 | 0 | 0 | 0 | 0 | 0 | 0 | -0.00153 | -0.00262 | -0.00262 | -0.00262 | -0.01036 |  | 0 | 0 | 0 | 0 | 0
108951 | HUNTINGTON | 4.16 | 101 | 704 | 0 | 0 | 0 | 0 | 0 | 0 | -0.00153 | -0.00262 | -0.00262 | -0.00262 | -0.01036 |  | 0 | 0 | 0 | 0 | 0
108953 | PROCTOR HYD | 4.16 | 101 | 704 | 0 | 0 | 0 | 0 | 0 | 0 | -0.00154 | -0.00261 | -0.00261 | -0.00261 | -0.01032 |  | 0 | 0 | 0 | 0 | 0
109051 | GLEN HYDRO | 13.2 | 101 | 704 | 0 | 0 | 0 | 0 | 0 | 0 | -0.00156 | -0.00259 | -0.00259 | -0.00259 | -0.01026 |  | 0 | 0 | 0 | 0 | 0
109079 | PATCH HYDRO | 2.3 | 101 | 704 | 0 | 0 | 0 | 0 | 0 | 0 | -0.00156 | -0.00259 | -0.00259 | -0.00259 | -0.01026 |  | 0 | 0 | 0 | 0 | 0
109151 | COOL_PV_GEN | 0.6 | 101 | 703 | 0 | 0 | 0 | 0 | 0 | 0 | -0.00157 | -0.00258 | -0.00258 | -0.00258 | -0.01026 |  | 0 | 0 | 0 | 0 | 0
109053 | RUTLAND GT | 13.2 | 101 | 704 | 0 | 0 | 0 | 0 | 0 | 0 | -0.00156 | -0.00259 | -0.00259 | -0.00259 | -0.01025 |  | 0 | 0 | 0 | 0 | 0
109065 | RUT GT_D1_CR | 12.5 | 101 | 802 | 0 | 0 | 0 | 0 | 0 | 0 | -0.00156 | -0.00259 | -0.00259 | -0.00259 | -0.01025 |  | 0 | 0 | 0 | 0 | 0
109107 | WEYBRDGE | 12.5 | 101 | 704 | 0 | 0 | 0 | 0 | 0 | 0 | -0.00158 | -0.00257 | -0.00257 | -0.00257 | -0.01008 |  | 0 | 0 | 0 | 0 | 0
108992 | VERGENNES GN | 2.4 | 101 | 704 | 0 | 0 | 0 | 0 | 0 | 0 | -0.00159 | -0.00255 | -0.00255 | -0.00255 | -0.00996 |  | 0 | 0 | 0 | 0 | 0
997790 | SUN_VERGEN~1 | 115 | 101 | 700 | 45.98 | 0 | 50 | 45.98 | 0 | 4.02 | -0.00159 | -0.00255 | -0.00255 | -0.00255 | -0.00996 |  | 0 | 0 | 0 | 0 | 0
109103 | SILVERLAKE | 6.9 | 101 | 704 | 0 | 0 | 0 | 0 | 0 | 0 | -0.00166 | -0.00248 | -0.00248 | -0.00248 | -0.00976 |  | 0 | 0 | 0 | 0 | 0
108884 | BURLINGTN_GT | 13.8 | 101 | 704 | 0 | 0 | 0 | 0 | 0 | 0 | -0.00169 | -0.00244 | -0.00244 | -0.00244 | -0.00947 |  | 0 | 0 | 0 | 0 | 0
108891 | GORGE GT | 13.8 | 101 | 704 | 0 | 0 | 0 | 0 | 0 | 0 | -0.00179 | -0.00234 | -0.00234 | -0.00234 | -0.00901 |  | 0 | 0 | 0 | 0 | 0
108986 | GORGE_HYDRO | 4.16 | 101 | 704 | 0 | 0 | 0 | 0 | 0 | 0 | -0.00179 | -0.00234 | -0.00234 | -0.00234 | -0.00901 |  | 0 | 0 | 0 | 0 | 0
108988 | ESSEX DIESLS | 2.4 | 101 | 704 | 0 | 0 | 0 | 0 | 0 | 0 | -0.00179 | -0.00234 | -0.00234 | -0.00234 | -0.00901 |  | 0 | 0 | 0 | 0 | 0
108990 | ESSEX HYDRO | 2.4 | 101 | 704 | 0 | 0 | 0 | 0 | 0 | 0 | -0.00179 | -0.00234 | -0.00234 | -0.00234 | -0.00901 |  | 0 | 0 | 0 | 0 | 0
108875 | BED_WINOOSKI | 13.8 | 101 | 704 | 0 | 0 | 0 | 0 | 0 | 0 | -0.00179 | -0.00234 | -0.00234 | -0.00234 | -0.009 |  | 0 | 0 | 0 | 0 | 0
109160 | JC MCNEIL | 13.8 | 101 | 704 | 0 | 0 | 0 | 0 | 0 | 0 | -0.00179 | -0.00234 | -0.00234 | -0.00234 | -0.009 |  | 0 | 0 | 0 | 0 | 0
108893 | ASCUTNEY GT | 13.8 | 101 | 704 | 0 | 0 | 0 | 0 | 0 | 0 | -0.0021 | -0.00208 | -0.00208 | -0.00208 | -0.00869 |  | 0 | 0 | 0 | 0 | 0
108168 | GEORGIA MTN | 0.69 | 101 | 704 | 0 | 0 | 0 | 0 | 0 | 0 | -0.00185 | -0.00227 | -0.00227 | -0.00227 | -0.00868 |  | 0 | 0 | 0 | 0 | 0
109226 | PETERSON_GEN | 4 | 101 | 704 | 0 | 0 | 0 | 0 | 0 | 0 | -0.00185 | -0.00227 | -0.00227 | -0.00227 | -0.00868 |  | 0 | 0 | 0 | 0 | 0
109227 | CLARK FALLS | 2.4 | 101 | 704 | 0 | 0 | 0 | 0 | 0 | 0 | -0.00185 | -0.00227 | -0.00227 | -0.00227 | -0.00868 |  | 0 | 0 | 0 | 0 | 0
109229 | MILTON_G | 2.3 | 101 | 704 | 0 | 0 | 0 | 0 | 0 | 0 | -0.00185 | -0.00227 | -0.00227 | -0.00227 | -0.00868 |  | 0 | 0 | 0 | 0 | 0
109228 | FAIRFAX FALS | 2.3 | 101 | 704 | 0 | 0 | 0 | 0 | 0 | 0 | -0.00186 | -0.00226 | -0.00226 | -0.00226 | -0.00865 |  | 0 | 0 | 0 | 0 | 0
998265 | SUN_WINDSOR | 46 | 101 | 812 | 0 | 0 | 0 | 0 | 0 | 0 | -0.00208 | -0.00209 | -0.00209 | -0.00209 | -0.00861 |  | 0 | 0 | 0 | 0 | 0
107324 | HG_CONVRTR_S | 115 | 101 | 703 | 0 | 0 | 0 | 0 | 0 | 0 | -0.00189 | -0.00223 | -0.00223 | -0.00223 | -0.00847 |  | 0 | 0 | 0 | 0 | 0
911524 | HIGH_DGEN | 115 | 101 | 703 | 0 | 0 | 0 | 0 | 0 | 0 | -0.00189 | -0.00223 | -0.00223 | -0.00223 | -0.00847 |  | 0 | 0 | 0 | 0 | 0
108894 | SWANTON GT | 13.8 | 101 | 704 | 0 | 0 | 0 | 0 | 0 | 0 | -0.00189 | -0.00223 | -0.00223 | -0.00223 | -0.00846 |  | 0 | 0 | 0 | 0 | 0
109280 | SHELDON_G1 | 4.16 | 101 | 704 | 0 | 0 | 0 | 0 | 0 | 0 | -0.00189 | -0.00223 | -0.00223 | -0.00223 | -0.00846 |  | 0 | 0 | 0 | 0 | 0
109281 | SHELDON_G2 | 4.16 | 101 | 704 | 0 | 0 | 0 | 0 | 0 | 0 | -0.00189 | -0.00223 | -0.00223 | -0.00223 | -0.00846 |  | 0 | 0 | 0 | 0 | 0
109282 | SHELDON_G3 | 4.16 | 101 | 704 | 0 | 0 | 0 | 0 | 0 | 0 | -0.00189 | -0.00223 | -0.00223 | -0.00223 | -0.00846 |  | 0 | 0 | 0 | 0 | 0
109141 | TAFTSVL_GEN | 12.5 | 101 | 704 | 0 | 0 | 0 | 0 | 0 | 0 | -0.00206 | -0.00209 | -0.00209 | -0.00209 | -0.0084 |  | 0 | 0 | 0 | 0 | 0
109140 | NO HARTLAND | 4.16 | 101 | 704 | 0 | 0 | 0 | 0 | 0 | 0 | -0.00207 | -0.00208 | -0.00208 | -0.00208 | -0.00834 |  | 0 | 0 | 0 | 0 | 0
994990 | SUN_FITZWI~1 | 115 | 101 | 680 | 0 | 0 | 0 | 0 | 0 | 0 | -0.00237 | -0.00187 | -0.00187 | -0.00187 | -0.00832 |  | 0 | 0 | 0 | 0 | 0
106033 | SLAYTON HIL1 | 13.8 | 101 | 400 | 0 | 0 | 0 | 0 | 0 | 0 | -0.00209 | -0.00206 | -0.00206 | -0.00206 | -0.00829 |  | 0 | 0 | 0 | 0 | 0
109072 | BOLTON FALLS | 4.16 | 101 | 704 | 0 | 0 | 0 | 0 | 0 | 0 | -0.00196 | -0.00216 | -0.00216 | -0.00216 | -0.00817 |  | 0 | 0 | 0 | 0 | 0
109573 | WILDER | 13.8 | 101 | 400 | 0 | 0 | 0 | 0 | 0 | 0 | -0.0021 | -0.00205 | -0.00205 | -0.00205 | -0.00814 |  | 0 | 0 | 0 | 0 | 0
109076 | LTTLE RIVER | 4.16 | 101 | 704 | 0 | 0 | 0 | 0 | 0 | 0 | -0.002 | -0.00212 | -0.00212 | -0.00212 | -0.008 |  | 0 | 0 | 0 | 0 | 0
109550 | BELLOWS FALS | 6.9 | 101 | 400 | 0 | 0 | 0 | 0 | 0 | 0 | -0.00258 | -0.00168 | -0.00168 | -0.00168 | -0.00796 |  | 0 | 0 | 0 | 0 | 0
998940 | SUN_WESTMI~1 | 12.5 | 101 | 822 | 0 | 0 | 0 | 0 | 0 | 0 | -0.00258 | -0.00168 | -0.00168 | -0.00168 | -0.00796 |  | 0 | 0 | 0 | 0 | 0
109080 | MORETOWN | 4.16 | 101 | 704 | 0 | 0 | 0 | 0 | 0 | 0 | -0.00201 | -0.0021 | -0.0021 | -0.0021 | -0.00792 |  | 0 | 0 | 0 | 0 | 0
113451 | CHINOOK_PV | 0.6 | 101 | 1110 | 0 | 0 | 0 | 0 | 0 | 0 | -0.00269 | -0.0016 | -0.0016 | -0.0016 | -0.00785 |  | 0 | 0 | 0 | 0 | 0
105345 | HEMPHILL PWR | 13.8 | 101 | 564 | 17.5 | 0 | 17.5 | 17.5 | 0 | 0 | -0.00214 | -0.002 | -0.002 | -0.002 | -0.0078 |  | 0 | 0 | 0 | 0 | 0
105350 | LEMP_STRING1 | 0.69 | 101 | 564 | 2.21 | 0 | 2.21 | 2.21 | 0 | 0 | -0.00214 | -0.002 | -0.002 | -0.002 | -0.0078 |  | 0 | 0 | 0 | 0 | 0
105351 | LEMP_STRING2 | 0.69 | 101 | 564 | 2.21 | 0 | 2.21 | 2.21 | 0 | 0 | -0.00214 | -0.002 | -0.002 | -0.002 | -0.0078 |  | 0 | 0 | 0 | 0 | 0
109321 | KCW_JAY_SC1 | 13.8 | 101 | 704 | 0 | 0 | 0 | 0 | 0 | 0 | -0.00202 | -0.00209 | -0.00209 | -0.00209 | -0.0078 |  | 0 | 0 | 0 | 0 | 0
994451 | SUN_NORTH ~2 | 115 | 101 | 560 | 15 | 0 | 15 | 15 | 0 | 0 | -0.00214 | -0.002 | -0.002 | -0.002 | -0.0078 |  | 0 | 0 | 0 | 0 | 0
108905 | KINGDOM_GEN | 0.65 | 101 | 704 | 12 | 0 | 12 | 12 | 0 | 0 | -0.00202 | -0.00208 | -0.00208 | -0.00208 | -0.00778 |  | 0 | 0 | 0 | 0 | 0
108895 | BERLIN VT_GT | 13.2 | 101 | 704 | 0 | 0 | 0 | 0 | 0 | 0 | -0.00206 | -0.00205 | -0.00205 | -0.00205 | -0.00769 |  | 0 | 0 | 0 | 0 | 0
109234 | COVENTRY_GEN | 4.16 | 101 | 704 | 0 | 0 | 0 | 0 | 0 | 0 | -0.00206 | -0.00205 | -0.00205 | -0.00205 | -0.00762 |  | 0 | 0 | 0 | 0 | 0
109277 | NEWPORT HY | 4.16 | 101 | 704 | 0 | 0 | 0 | 0 | 0 | 0 | -0.00206 | -0.00205 | -0.00205 | -0.00205 | -0.00761 |  | 0 | 0 | 0 | 0 | 0
997560 | SUN_BARRE | 115 | 101 | 700 | 25.58 | 0 | 25.58 | 25.58 | 0 | 0 | -0.00211 | -0.002 | -0.002 | -0.002 | -0.00746 |  | 0 | 0 | 0 | 0 | 0
109104 | MARSHFIELD | 4.16 | 101 | 704 | 0 | 0 | 0 | 0 | 0 | 0 | -0.0021 | -0.00201 | -0.00201 | -0.00201 | -0.00745 |  | 0 | 0 | 0 | 0 | 0
105731 | ANTRIM GSU | 0.69 | 101 | 684 | 0 | 0 | 0 | 0 | 0 | 0 | -0.00217 | -0.00193 | -0.00193 | -0.00193 | -0.0074 |  | 0 | 0 | 0 | 0 | 0
994895 | WND_TUTTLE~1 | 115 | 101 | 680 | 28.4 | 0 | 28.4 | 28.4 | 0 | 0 | -0.00217 | -0.00193 | -0.00193 | -0.00193 | -0.0074 |  | 0 | 0 | 0 | 0 | 0
108898 | SHEFLD CLR-N | 0.69 | 101 | 704 | 0 | 0 | 0 | 0 | 0 | 0 | -0.00215 | -0.00195 | -0.00195 | -0.00195 | -0.00715 |  | 0 | 0 | 0 | 0 | 0
108899 | SHEFLD CLR-S | 0.69 | 101 | 704 | 0 | 0 | 0 | 0 | 0 | 0 | -0.00215 | -0.00195 | -0.00195 | -0.00195 | -0.00715 |  | 0 | 0 | 0 | 0 | 0
109102 | WDANVILLE HY | 7.2 | 101 | 704 | 0 | 0 | 0 | 0 | 0 | 0 | -0.00216 | -0.00194 | -0.00194 | -0.00194 | -0.00713 |  | 0 | 0 | 0 | 0 | 0
105726 | JACKMAN HYD | 2.4 | 101 | 684 | 3.6 | 0 | 3.6 | 3.6 | 0 | 0 | -0.00222 | -0.00188 | -0.00188 | -0.00188 | -0.00698 |  | 0 | 0 | 0 | 0 | 0
113404 | WMI MILLBURY | 13.8 | 101 | 1110 | 40.94 | 0 | 40.94 | 40.94 | 0 | 0 | -0.01103 | -0.00856 | -0.00856 | -0.00856 | -0.00691 |  | 0 | 0 | 0 | 0 | 0
109106 | BARNET_D | 2.4 | 101 | 704 | 0 | 0 | 0 | 0 | 0 | 0 | -0.00222 | -0.00188 | -0.00188 | -0.00188 | -0.00682 |  | 0 | 0 | 0 | 0 | 0
106048 | MCINDOES FLS | 2.4 | 101 | 400 | 0 | 0 | 0 | 0 | 0 | 0 | -0.00222 | -0.00188 | -0.00188 | -0.00188 | -0.00681 |  | 0 | 0 | 0 | 0 | 0
109070 | DODGE FALLS | 4.25 | 101 | 704 | 0 | 0 | 0 | 0 | 0 | 0 | -0.00222 | -0.00188 | -0.00188 | -0.00188 | -0.00681 |  | 0 | 0 | 0 | 0 | 0
109131 | BATH | 2.4 | 101 | 704 | 0 | 0 | 0 | 0 | 0 | 0 | -0.00222 | -0.00188 | -0.00188 | -0.00188 | -0.00681 |  | 0 | 0 | 0 | 0 | 0
109170 | RYEGATE WOOD | 13.8 | 101 | 704 | 19 | 0 | 19 | 19 | 0 | 0 | -0.00222 | -0.00188 | -0.00188 | -0.00188 | -0.00681 |  | 0 | 0 | 0 | 0 | 0
109248 | EAST BARNET | 4 | 101 | 704 | 0 | 0 | 0 | 0 | 0 | 0 | -0.00223 | -0.00186 | -0.00186 | -0.00186 | -0.00672 |  | 0 | 0 | 0 | 0 | 0
109252 | PASSUMPSIC | 2.4 | 101 | 704 | 0 | 0 | 0 | 0 | 0 | 0 | -0.00223 | -0.00186 | -0.00186 | -0.00186 | -0.00672 |  | 0 | 0 | 0 | 0 | 0
109253 | ARNOLD FALLS | 2.3 | 101 | 704 | 0 | 0 | 0 | 0 | 0 | 0 | -0.00223 | -0.00186 | -0.00186 | -0.00186 | -0.00672 |  | 0 | 0 | 0 | 0 | 0
109254 | PIERCE MILLS | 2.3 | 101 | 704 | 0 | 0 | 0 | 0 | 0 | 0 | -0.00223 | -0.00186 | -0.00186 | -0.00186 | -0.00672 |  | 0 | 0 | 0 | 0 | 0
994264 | SUN_LITTLE~1 | 115 | 101 | 560 | 27 | 0 | 27 | 27 | 0 | 0 | -0.00227 | -0.00182 | -0.00182 | -0.00182 | -0.00651 |  | 0 | 0 | 0 | 0 | 0
105110 | GRANITE DVAR | 0.48 | 101 | 524 | 0 | 0 | 0 | 0 | 0 | 0 | -0.00227 | -0.00182 | -0.00182 | -0.00182 | -0.0065 |  | 0 | 0 | 0 | 0 | 0
105113 | GRANITE_DIX | 1 | 101 | 524 | 6.34 | 0 | 6.34 | 6.34 | 0 | 0 | -0.00227 | -0.00182 | -0.00182 | -0.00182 | -0.0065 |  | 0 | 0 | 0 | 0 | 0
105117 | GW_FSH_AG 9A | 1 | 101 | 524 | 8.15 | 0 | 8.15 | 8.15 | 0 | 0 | -0.00227 | -0.00182 | -0.00182 | -0.00182 | -0.0065 |  | 0 | 0 | 0 | 0 | 0
105120 | GW_FSH_T33L | 1 | 101 | 524 | 0.91 | 0 | 0.91 | 0.91 | 0 | 0 | -0.00227 | -0.00182 | -0.00182 | -0.00182 | -0.0065 |  | 0 | 0 | 0 | 0 | 0
105123 | GW_FSH_T31L | 1 | 101 | 524 | 0.91 | 0 | 0.91 | 0.91 | 0 | 0 | -0.00227 | -0.00182 | -0.00182 | -0.00182 | -0.0065 |  | 0 | 0 | 0 | 0 | 0
105125 | GW_FSH_T32L | 1 | 101 | 524 | 0.91 | 0 | 0.91 | 0.91 | 0 | 0 | -0.00227 | -0.00182 | -0.00182 | -0.00182 | -0.0065 |  | 0 | 0 | 0 | 0 | 0
105128 | GRAN OWLAG | 1 | 101 | 524 | 4.53 | 0 | 4.53 | 4.53 | 0 | 0 | -0.00227 | -0.00182 | -0.00182 | -0.00182 | -0.0065 |  | 0 | 0 | 0 | 0 | 0
105132 | GW_OWL_T16L | 1 | 101 | 524 | 0.91 | 0 | 0.91 | 0.91 | 0 | 0 | -0.00227 | -0.00182 | -0.00182 | -0.00182 | -0.0065 |  | 0 | 0 | 0 | 0 | 0
105135 | GW_OWL_T15L | 1 | 101 | 524 | 0.91 | 0 | 0.91 | 0.91 | 0 | 0 | -0.00227 | -0.00182 | -0.00182 | -0.00182 | -0.0065 |  | 0 | 0 | 0 | 0 | 0
105138 | GW_OWL_T14L | 1 | 101 | 524 | 0.91 | 0 | 0.91 | 0.91 | 0 | 0 | -0.00227 | -0.00182 | -0.00182 | -0.00182 | -0.0065 |  | 0 | 0 | 0 | 0 | 0
105140 | GW_OWL_T13L | 1 | 101 | 524 | 0.91 | 0 | 0.91 | 0.91 | 0 | 0 | -0.00227 | -0.00182 | -0.00182 | -0.00182 | -0.0065 |  | 0 | 0 | 0 | 0 | 0
105143 | GW_OWL_T12L | 1 | 101 | 524 | 0.91 | 0 | 0.91 | 0.91 | 0 | 0 | -0.00227 | -0.00182 | -0.00182 | -0.00182 | -0.0065 |  | 0 | 0 | 0 | 0 | 0
105145 | GW_OWL_T11L | 1 | 101 | 524 | 0.91 | 0 | 0.91 | 0.91 | 0 | 0 | -0.00227 | -0.00182 | -0.00182 | -0.00182 | -0.0065 |  | 0 | 0 | 0 | 0 | 0
105147 | GW_OWL_T10L | 1 | 101 | 524 | 0.91 | 0 | 0.91 | 0.91 | 0 | 0 | -0.00227 | -0.00182 | -0.00182 | -0.00182 | -0.0065 |  | 0 | 0 | 0 | 0 | 0
105149 | GW_OWL_T09L | 1 | 101 | 524 | 0.91 | 0 | 0.91 | 0.91 | 0 | 0 | -0.00227 | -0.00182 | -0.00182 | -0.00182 | -0.0065 |  | 0 | 0 | 0 | 0 | 0
105151 | GW_OWL_T08L | 1 | 101 | 524 | 0.91 | 0 | 0.91 | 0.91 | 0 | 0 | -0.00227 | -0.00182 | -0.00182 | -0.00182 | -0.0065 |  | 0 | 0 | 0 | 0 | 0
105152 | SMITH HYDRO | 6.6 | 101 | 523 | 17.6 | 0 | 17.6 | 17.6 | 0 | 0 | -0.00227 | -0.00182 | -0.00182 | -0.00182 | -0.0065 |  | 0 | 0 | 0 | 0 | 0
105180 | PONTOOK HYD | 4.16 | 101 | 524 | 9.6 | 0 | 9.6 | 9.6 | 0 | 0 | -0.00227 | -0.00182 | -0.00182 | -0.00182 | -0.0065 |  | 0 | 0 | 0 | 0 | 0
105188 | BURGESS GEN | 13.8 | 101 | 523 | 65.38 | 0 | 65.38 | 65.38 | 0 | 0 | -0.00227 | -0.00182 | -0.00182 | -0.00182 | -0.0065 |  | 0 | 0 | 0 | 0 | 0
105193 | GLAKES BERLN | 23 | 101 | 524 | 25 | 0 | 25 | 25 | 0 | 0 | -0.00227 | -0.00182 | -0.00182 | -0.00182 | -0.0065 |  | 0 | 0 | 0 | 0 | 0
105194 | GORHAM HYDRO | 2.3 | 101 | 524 | 2.05 | 0 | 2.05 | 2.05 | 0 | 0 | -0.00227 | -0.00182 | -0.00182 | -0.00182 | -0.0065 |  | 0 | 0 | 0 | 0 | 0
105197 | JERICHO | 0.69 | 101 | 523 | 2.5 | 0 | 2.5 | 2.5 | 0 | 0 | -0.00227 | -0.00182 | -0.00182 | -0.00182 | -0.0065 |  | 0 | 0 | 0 | 0 | 0
105206 | LOST NATION | 13.2 | 101 | 524 | 14.1 | 0 | 14.1 | 14.1 | 0 | 0 | -0.00227 | -0.00182 | -0.00182 | -0.00182 | -0.0065 |  | 0 | 0 | 0 | 0 | 0
105219 | BETHLEHEM | 13.8 | 101 | 524 | 15.75 | 0 | 15.75 | 15.75 | 0 | 0 | -0.00227 | -0.00182 | -0.00182 | -0.00182 | -0.0065 |  | 0 | 0 | 0 | 0 | 0
105221 | WHITEFLD P&L | 13.8 | 101 | 524 | 18 | 0 | 18 | 18 | 0 | 0 | -0.00227 | -0.00182 | -0.00182 | -0.00182 | -0.0065 |  | 0 | 0 | 0 | 0 | 0
994210 | SUN_PARIS | 115 | 101 | 520 | 45 | 0 | 45 | 45 | 0 | 0 | -0.00227 | -0.00182 | -0.00182 | -0.00182 | -0.0065 |  | 0 | 0 | 0 | 0 | 0
994220 | WAT BAT_BE~1 | 115 | 101 | 520 | 15 | 0 | 15 | 15 | 0 | 0 | -0.00227 | -0.00182 | -0.00182 | -0.00182 | -0.0065 |  | 0 | 0 | 0 | 0 | 0
994231 | SUNBAT_Ber~1 | 115 | 101 | 520 | 113.01 | 0 | 113.01 | 113.01 | 0 | 0 | -0.00227 | -0.00182 | -0.00182 | -0.00182 | -0.0065 |  | 0 | 0 | 0 | 0 | 0
106044 | MOORE G1 | 13.8 | 101 | 400 | 51.82 | 0 | 51.82 | 51.82 | 0 | 0 | -0.00227 | -0.00181 | -0.00181 | -0.00181 | -0.00649 |  | 0 | 0 | 0 | 0 | 0
106046 | MOORE G3 | 13.8 | 101 | 400 | 47.27 | 0 | 47.27 | 47.27 | 0 | 0 | -0.00228 | -0.00181 | -0.00181 | -0.00181 | -0.00647 |  | 0 | 0 | 0 | 0 | 0
106045 | MOORE G2 | 13.8 | 101 | 400 | 47.27 | 0 | 47.27 | 47.27 | 0 | 0 | -0.00228 | -0.0018 | -0.0018 | -0.0018 | -0.00643 |  | 0 | 0 | 0 | 0 | 0
106047 | MOORE G4 | 13.8 | 101 | 400 | 47.27 | 0 | 47.27 | 47.27 | 0 | 0 | -0.00228 | -0.0018 | -0.0018 | -0.0018 | -0.00643 |  | 0 | 0 | 0 | 0 | 0
996009 | WAT_MOORE ~1 | 230 | 101 | 400 | 4.6 | 0 | 4.6 | 4.6 | 0 | 0 | -0.00228 | -0.0018 | -0.0018 | -0.0018 | -0.00643 |  | 0 | 0 | 0 | 0 | 0
105271 | WHITELAKE_JT | 13.8 | 101 | 564 | 18.1 | 0 | 18.1 | 18.1 | 0 | 0 | -0.00228 | -0.0018 | -0.0018 | -0.0018 | -0.00642 |  | 0 | 0 | 0 | 0 | 0
105276 | TAMWORTH GEN | 13.8 | 101 | 564 | 21.15 | 0 | 21.15 | 21.15 | 0 | 0 | -0.00228 | -0.0018 | -0.0018 | -0.0018 | -0.00642 |  | 0 | 0 | 0 | 0 | 0
105288 | GROTON G1 | 0.69 | 101 | 564 | 4.88 | 0 | 4.88 | 4.88 | 0 | 0 | -0.00228 | -0.0018 | -0.0018 | -0.0018 | -0.00642 |  | 0 | 0 | 0 | 0 | 0
105290 | GROTON G2 | 0.69 | 101 | 564 | 4.88 | 0 | 4.88 | 4.88 | 0 | 0 | -0.00228 | -0.0018 | -0.0018 | -0.0018 | -0.00642 |  | 0 | 0 | 0 | 0 | 0
105291 | GROTON DVAR | 0.48 | 101 | 564 | 0 | 0 | 0 | 0 | 0 | 0 | -0.00228 | -0.0018 | -0.0018 | -0.0018 | -0.00642 |  | 0 | 0 | 0 | 0 | 0
106040 | COMERFORD G1 | 13.8 | 101 | 400 | 32.24 | 0 | 32.24 | 32.24 | 0 | 0 | -0.00229 | -0.0018 | -0.0018 | -0.0018 | -0.00642 |  | 0 | 0 | 0 | 0 | 0
106041 | COMERFORD G2 | 13.8 | 101 | 400 | 44.63 | 0 | 44.63 | 44.63 | 0 | 0 | -0.00229 | -0.0018 | -0.0018 | -0.0018 | -0.00642 |  | 0 | 0 | 0 | 0 | 0
106042 | COMERFORD G3 | 13.8 | 101 | 400 | 44.63 | 0 | 44.63 | 44.63 | 0 | 0 | -0.00229 | -0.0018 | -0.0018 | -0.0018 | -0.00642 |  | 0 | 0 | 0 | 0 | 0
106043 | COMERFORD G4 | 13.8 | 101 | 400 | 44.63 | 0 | 44.63 | 44.63 | 0 | 0 | -0.00229 | -0.0018 | -0.0018 | -0.0018 | -0.00642 |  | 0 | 0 | 0 | 0 | 0
996003 | SUN_COMERF~1 | 230 | 101 | 400 | 76.25 | 0 | 76.25 | 76.25 | 0 | 0 | -0.00229 | -0.0018 | -0.0018 | -0.0018 | -0.00642 |  | 0 | 0 | 0 | 0 | 0
105297 | BRIDGEWATER | 13.8 | 101 | 564 | 15.75 | 0 | 15.75 | 15.75 | 0 | 0 | -0.00228 | -0.00179 | -0.00179 | -0.00179 | -0.0064 |  | 0 | 0 | 0 | 0 | 0
105310 | ALEXANDRIA_G | 13.8 | 101 | 564 | 16.5 | 0 | 16.5 | 16.5 | 0 | 0 | -0.00229 | -0.00179 | -0.00179 | -0.00179 | -0.00638 |  | 0 | 0 | 0 | 0 | 0
105317 | AYERS ISLAND | 2.3 | 101 | 564 | 9.08 | 0 | 9.08 | 9.08 | 0 | 0 | -0.00229 | -0.00179 | -0.00179 | -0.00179 | -0.00638 |  | 0 | 0 | 0 | 0 | 0
105324 | EASTMAN FALS | 2.4 | 101 | 564 | 6.47 | 0 | 6.47 | 6.47 | 0 | 0 | -0.00229 | -0.00179 | -0.00179 | -0.00179 | -0.00636 |  | 0 | 0 | 0 | 0 | 0
105334 | LACONIA | 34.5 | 101 | 562 | 0.89 | 0 | 0.89 | 0.89 | 0 | 0 | -0.00229 | -0.00179 | -0.00179 | -0.00179 | -0.00636 |  | 0 | 0 | 0 | 0 | 0
994418 | SUN_WEBSTER | 115 | 101 | 560 | 19.9 | 0 | 19.9 | 19.9 | 0 | 0 | -0.00229 | -0.00179 | -0.00179 | -0.00179 | -0.00636 |  | 0 | 0 | 0 | 0 | 0
993328 | SUN_EAST W~1 | 69 | 101 | 1110 | 9.93 | 0 | 9.93 | 9.93 | 0 | 0 | -0.01 | -0.0064 | -0.0064 | -0.0064 | -0.006 |  | 0 | 0 | 0 | 0 | 0
105357 | FARMWOOD_SC1 | 12.5 | 101 | 563 | 0 | 0 | 0 | 0 | 0 | 0 | -0.00233 | -0.00173 | -0.00173 | -0.00173 | -0.00596 |  | 0 | 0 | 0 | 0 | 0
105358 | FARMWOOD_SC2 | 12.5 | 101 | 563 | 0 | 0 | 0 | 0 | 0 | 0 | -0.00233 | -0.00173 | -0.00173 | -0.00173 | -0.00596 |  | 0 | 0 | 0 | 0 | 0
105362 | WES CONCORD | 4.16 | 101 | 644 | 13 | 0 | 13 | 13 | 0 | 0 | -0.00233 | -0.00173 | -0.00173 | -0.00173 | -0.00596 |  | 0 | 0 | 0 | 0 | 0
105374 | GARVINS HYD | 11 | 101 | 644 | 7.66 | 0 | 7.66 | 7.66 | 0 | 0 | -0.00236 | -0.00168 | -0.00168 | -0.00168 | -0.00567 |  | 0 | 0 | 0 | 0 | 0
105375 | HOOKSET HYD | 11 | 101 | 644 | 7.15 | 0 | 7.15 | 7.15 | 0 | 0 | -0.00236 | -0.00168 | -0.00168 | -0.00168 | -0.00567 |  | 0 | 0 | 0 | 0 | 0
994484 | SUN_GARVINS | 115 | 101 | 640 | 17.5 | 0 | 17.5 | 17.5 | 0 | 0 | -0.00236 | -0.00168 | -0.00168 | -0.00168 | -0.00567 |  | 0 | 0 | 0 | 0 | 0
105700 | AMOSKEAG N. | 2.3 | 101 | 644 | 8.75 | 0 | 8.75 | 8.75 | 0 | 0 | -0.00236 | -0.00169 | -0.00169 | -0.00169 | -0.00566 |  | 0 | 0 | 0 | 0 | 0
105701 | AMOSKEAG S. | 2.3 | 101 | 644 | 8.75 | 0 | 8.75 | 8.75 | 0 | 0 | -0.00236 | -0.00169 | -0.00169 | -0.00169 | -0.00566 |  | 0 | 0 | 0 | 0 | 0
105385 | MERRIMACK_G1 | 14.4 | 101 | 643 | 112.5 | 0 | 112.5 | 112.5 | 0 | 0 | -0.00237 | -0.00168 | -0.00168 | -0.00168 | -0.00565 |  | 0 | 0 | 0 | 0 | 0
105386 | MERRIMACK_G2 | 24 | 101 | 643 | 335.49 | 0 | 335.49 | 335.49 | 0 | 0 | -0.00237 | -0.00168 | -0.00168 | -0.00168 | -0.00565 |  | 0 | 0 | 0 | 0 | 0
105387 | MERRIMACK_CT | 13.8 | 101 | 643 | 35.4 | 0 | 35.4 | 35.4 | 0 | 0 | -0.00237 | -0.00168 | -0.00168 | -0.00168 | -0.00565 |  | 0 | 0 | 0 | 0 | 0
995034 | SUN_S-MILF~1 | 115 | 101 | 640 | 16 | 0 | 16 | 16 | 0 | 0 | -0.00233 | -0.0017 | -0.0017 | -0.0017 | -0.0056 |  | 0 | 0 | 0 | 0 | 0
113907 | SHREWSBRY | 69 | 101 | 1214 | 0 | 0 | 0 | 0 | 0 | 0 | -0.00824 | -0.00566 | -0.00566 | -0.00566 | -0.00558 |  | 0 | 0 | 0 | 0 | 0
994502 | WND_PINE H~1 | 115 | 101 | 640 | 4.98 | 0 | 4.98 | 4.98 | 0 | 0 | -0.00236 | -0.00167 | -0.00167 | -0.00167 | -0.00552 |  | 0 | 0 | 0 | 0 | 0
113444 | QP698 | 0.48 | 101 | 1110 | 0 | 0 | 0 | 0 | 0 | 0 | -0.00435 | -0.00017 | -0.00017 | -0.00017 | -0.0054 |  | 0 | 0 | 0 | 0 | 0
993283 | SUN_E WINC~1 | 115 | 101 | 1110 | 0 | 0 | 0 | 0 | 0 | 0 | -0.00435 | -0.00017 | -0.00017 | -0.00017 | -0.0054 |  | 0 | 0 | 0 | 0 | 0
105633 | GRANITE R ST | 16 | 101 | 643 | 231.83 | 0 | 231.83 | 231.83 | 0 | 0 | -0.00238 | -0.00164 | -0.00164 | -0.00164 | -0.00527 |  | 0 | 0 | 0 | 0 | 0
105882 | MINES FALLS | 34.5 | 101 | 644 | 0.83 | 0 | 0.83 | 0.83 | 0 | 0 | -0.00239 | -0.00163 | -0.00163 | -0.00163 | -0.00524 |  | 0 | 0 | 0 | 0 | 0
113926 | CHERRYST DSL | 4.16 | 101 | 1220 | 16.8 | 0 | 16.8 | 16.8 | 0 | 0 | -0.00757 | -0.00521 | -0.00521 | -0.00521 | -0.0052 |  | 0 | 0 | 0 | 0 | 0
105415 | ROCH LANDFIL | 4.16 | 101 | 604 | 4.98 | 0 | 4.98 | 4.98 | 0 | 0 | -0.00239 | -0.00162 | -0.00162 | -0.00162 | -0.00516 |  | 0 | 0 | 0 | 0 | 0
994517 | SUN_EASTPORT | 115 | 101 | 600 | 38 | 0 | 38 | 38 | 0 | 0 | -0.00239 | -0.00162 | -0.00162 | -0.00162 | -0.00516 |  | 0 | 0 | 0 | 0 | 0
994704 | SUN_BRENTW~1 | 115 | 101 | 600 | 10 | 0 | 10 | 10 | 0 | 0 | -0.00239 | -0.00162 | -0.00162 | -0.00162 | -0.00516 |  | 0 | 0 | 0 | 0 | 0
105450 | SCHILLER_G4 | 13.8 | 101 | 603 | 47.5 | 0 | 47.5 | 47.5 | 0 | 0 | -0.00239 | -0.00162 | -0.00162 | -0.00162 | -0.00513 |  | 0 | 0 | 0 | 0 | 0
105451 | SCHILLER_G5 | 13.8 | 101 | 603 | 49.6 | 0 | 49.6 | 49.6 | 0 | 0 | -0.00239 | -0.00162 | -0.00162 | -0.00162 | -0.00513 |  | 0 | 0 | 0 | 0 | 0
105452 | SCHILLER_G6 | 13.8 | 101 | 603 | 48 | 0 | 48 | 48 | 0 | 0 | -0.00239 | -0.00162 | -0.00162 | -0.00162 | -0.00513 |  | 0 | 0 | 0 | 0 | 0
105454 | SCHILLER JET | 13.8 | 101 | 604 | 17.62 | 0 | 17.62 | 17.62 | 0 | 0 | -0.00239 | -0.00162 | -0.00162 | -0.00162 | -0.00513 |  | 0 | 0 | 0 | 0 | 0
100351 | KIBBY STRNG1 | 1 | 101 | 144 | 6.03 | 0 | 6.03 | 6.03 | 0 | 0 | -0.00239 | -0.00161 | -0.00161 | -0.00161 | -0.00505 |  | 0 | 0 | 0 | 0 | 0
100352 | KIBBY STRNG2 | 1 | 101 | 144 | 0 | 0 | 0 | 0 | 0 | 0 | -0.00239 | -0.00161 | -0.00161 | -0.00161 | -0.00505 |  | 0 | 0 | 0 | 0 | 0
100353 | KIBBY STRNG3 | 1 | 101 | 144 | 6.03 | 0 | 6.03 | 6.03 | 0 | 0 | -0.00239 | -0.00161 | -0.00161 | -0.00161 | -0.00505 |  | 0 | 0 | 0 | 0 | 0
100354 | KIBBY STRNG4 | 1 | 101 | 144 | 4.17 | 0 | 4.17 | 4.17 | 0 | 0 | -0.00239 | -0.00161 | -0.00161 | -0.00161 | -0.00505 |  | 0 | 0 | 0 | 0 | 0
100355 | KIBBY W DVAR | 34.5 | 101 | 144 | 0 | 0 | 0 | 0 | 0 | 0 | -0.00239 | -0.00161 | -0.00161 | -0.00161 | -0.00505 |  | 0 | 0 | 0 | 0 | 0
100356 | HARRIS HY T1 | 13.8 | 101 | 113 | 17 | 0 | 17 | 17 | 0 | 0 | -0.00239 | -0.00161 | -0.00161 | -0.00161 | -0.00505 |  | 0 | 0 | 0 | 0 | 0
100357 | HARRIS HY T2 | 13.8 | 101 | 113 | 0 | 0 | 0 | 0 | 0 | 0 | -0.00239 | -0.00161 | -0.00161 | -0.00161 | -0.00505 |  | 0 | 0 | 0 | 0 | 0
100358 | HARRIS HY T3 | 13.8 | 101 | 113 | 0 | 0 | 0 | 0 | 0 | 0 | -0.00239 | -0.00161 | -0.00161 | -0.00161 | -0.00505 |  | 0 | 0 | 0 | 0 | 0
100359 | VERJAY RILEY | 2.4 | 101 | 114 | 6.6 | 0 | 6.6 | 6.6 | 0 | 0 | -0.00239 | -0.00161 | -0.00161 | -0.00161 | -0.00505 |  | 0 | 0 | 0 | 0 | 0
100360 | WYMAN HYD#1 | 13.8 | 101 | 113 | 29.01 | 0 | 29.01 | 29.01 | 0 | 0 | -0.00239 | -0.00161 | -0.00161 | -0.00161 | -0.00505 |  | 0 | 0 | 0 | 0 | 0
100361 | WYMAN HYD#2 | 13.8 | 101 | 113 | 29.9 | 0 | 29.9 | 29.9 | 0 | 0 | -0.00239 | -0.00161 | -0.00161 | -0.00161 | -0.00505 |  | 0 | 0 | 0 | 0 | 0
100362 | WYMAN HYD#3 | 13.8 | 101 | 113 | 0 | 0 | 0 | 0 | 0 | 0 | -0.00239 | -0.00161 | -0.00161 | -0.00161 | -0.00505 |  | 0 | 0 | 0 | 0 | 0
100363 | WILLIAMS #1 | 6.9 | 101 | 113 | 8.22 | 0 | 8.22 | 8.22 | 0 | 0 | -0.00239 | -0.00161 | -0.00161 | -0.00161 | -0.00505 |  | 0 | 0 | 0 | 0 | 0
100364 | WILLIAMS #2 | 6.9 | 101 | 113 | 0 | 0 | 0 | 0 | 0 | 0 | -0.00239 | -0.00161 | -0.00161 | -0.00161 | -0.00505 |  | 0 | 0 | 0 | 0 | 0
100367 | YARMOUTH #3 | 14.4 | 101 | 113 | 116 | 0 | 116 | 116 | 0 | 0 | -0.0024 | -0.00161 | -0.00161 | -0.00161 | -0.00505 |  | 0 | 0 | 0 | 0 | 0
100368 | YARMOUTH #4 | 22 | 101 | 113 | 0 | 0 | 0 | 0 | 0 | 0 | -0.00239 | -0.00161 | -0.00161 | -0.00161 | -0.00505 |  | 0 | 0 | 0 | 0 | 0
100370 | AEI LIVERMRE | 13.8 | 101 | 113 | 35.3 | 0 | 35.3 | 35.3 | 0 | 0 | -0.00239 | -0.00161 | -0.00161 | -0.00161 | -0.00505 |  | 0 | 0 | 0 | 0 | 0
100372 | SEA STRATTON | 13.8 | 101 | 113 | 0 | 0 | 0 | 0 | 0 | 0 | -0.00239 | -0.00161 | -0.00161 | -0.00161 | -0.00505 |  | 0 | 0 | 0 | 0 | 0
100377 | VERSOCOGEN#1 | 13.8 | 101 | 113 | 0 | 0 | 0 | 0 | 0 | 0 | -0.00239 | -0.00161 | -0.00161 | -0.00161 | -0.00505 |  | 0 | 0 | 0 | 0 | 0
100378 | VERSOCOGEN#2 | 13.8 | 101 | 113 | 44.64 | 0 | 45.17 | 44.64 | 0 | 0.53 | -0.00239 | -0.00161 | -0.00161 | -0.00161 | -0.00505 |  | 0 | 0 | 0 | 0 | 0
100379 | VERSOCOGEN#3 | 13.8 | 101 | 113 | 44.1 | 0 | 44.1 | 44.1 | 0 | 0 | -0.00239 | -0.00161 | -0.00161 | -0.00161 | -0.00505 |  | 0 | 0 | 0 | 0 | 0
100381 | RUMFORD PA C | 18 | 101 | 113 | 160.06 | 0 | 160.06 | 160.06 | 0 | 0 | -0.00239 | -0.00161 | -0.00161 | -0.00161 | -0.00505 |  | 0 | 0 | 0 | 0 | 0
100382 | RUMFORD PA S | 13.8 | 101 | 113 | 84.88 | 0 | 84.88 | 84.88 | 0 | 0 | -0.00239 | -0.00161 | -0.00161 | -0.00161 | -0.00505 |  | 0 | 0 | 0 | 0 | 0
100386 | WESTBROOK C1 | 18 | 101 | 113 | 174.71 | 0 | 174.71 | 174.71 | 0 | 0 | -0.0024 | -0.00161 | -0.00161 | -0.00161 | -0.00505 |  | 0 | 0 | 0 | 0 | 0
100387 | WESTBROOK C2 | 18 | 101 | 113 | 174.71 | 0 | 174.71 | 174.71 | 0 | 0 | -0.0024 | -0.00161 | -0.00161 | -0.00161 | -0.00505 |  | 0 | 0 | 0 | 0 | 0
100388 | WESTBROOK ST | 18 | 101 | 113 | 180.58 | 0 | 180.58 | 180.58 | 0 | 0 | -0.0024 | -0.00161 | -0.00161 | -0.00161 | -0.00505 |  | 0 | 0 | 0 | 0 | 0
100389 | BUCKSPORT G4 | 18 | 101 | 113 | 160.3 | 0 | 160.3 | 160.3 | 0 | 0 | -0.00239 | -0.00161 | -0.00161 | -0.00161 | -0.00505 |  | 0 | 0 | 0 | 0 | 0
100398 | RUMF FLS LH1 | 11.5 | 101 | 114 | 6.77 | 0 | 6.77 | 6.77 | 0 | 0 | -0.00239 | -0.00161 | -0.00161 | -0.00161 | -0.00505 |  | 0 | 0 | 0 | 0 | 0
100399 | RUMF FLS LH2 | 11.5 | 101 | 114 | 6.77 | 0 | 6.77 | 6.77 | 0 | 0 | -0.00239 | -0.00161 | -0.00161 | -0.00161 | -0.00505 |  | 0 | 0 | 0 | 0 | 0
100410 | HYD KENNEBEC | 4.16 | 101 | 113 | 7.83 | 0 | 7.83 | 7.83 | 0 | 0 | -0.00239 | -0.00161 | -0.00161 | -0.00161 | -0.00505 |  | 0 | 0 | 0 | 0 | 0
100411 | RUMF FLS UH4 | 4.16 | 101 | 114 | 0 | 0 | 0 | 0 | 0 | 0 | -0.00239 | -0.00161 | -0.00161 | -0.00161 | -0.00505 |  | 0 | 0 | 0 | 0 | 0
100412 | RUMF FLS UH2 | 11.5 | 101 | 114 | 15.45 | 0 | 15.45 | 15.45 | 0 | 0 | -0.00239 | -0.00161 | -0.00161 | -0.00161 | -0.00505 |  | 0 | 0 | 0 | 0 | 0
100413 | RUMF FLS UH1 | 11.5 | 101 | 114 | 7.2 | 0 | 7.2 | 7.2 | 0 | 0 | -0.00239 | -0.00161 | -0.00161 | -0.00161 | -0.00505 |  | 0 | 0 | 0 | 0 | 0
100416 | NEWPAGE BUS3 | 13.8 | 101 | 112 | 10 | 0 | 10 | 10 | 0 | 0 | -0.00239 | -0.00161 | -0.00161 | -0.00161 | -0.00505 |  | 0 | 0 | 0 | 0 | 0
100418 | SAPPI WBRK 9 | 13.8 | 101 | 112 | 32.12 | 0 | 32.12 | 32.12 | 0 | 0 | -0.0024 | -0.00161 | -0.00161 | -0.00161 | -0.00505 |  | 0 | 0 | 0 | 0 | 0
100419 | SAPPI WBRK10 | 13.8 | 101 | 112 | 10.95 | 0 | 10.95 | 10.95 | 0 | 0 | -0.0024 | -0.00161 | -0.00161 | -0.00161 | -0.00505 |  | 0 | 0 | 0 | 0 | 0
100420 | VERSO JAY A | 13.8 | 101 | 112 | 34.5 | 0 | 34.5 | 34.5 | 0 | 0 | -0.00239 | -0.00161 | -0.00161 | -0.00161 | -0.00505 |  | 0 | 0 | 0 | 0 | 0
100421 | VERSO JAY B | 13.8 | 101 | 112 | 34.5 | 0 | 34.5 | 34.5 | 0 | 0 | -0.00239 | -0.00161 | -0.00161 | -0.00161 | -0.00505 |  | 0 | 0 | 0 | 0 | 0
100422 | SAPPI SMSTG1 | 13.8 | 101 | 114 | 0 | 0 | 0 | 0 | 0 | 0 | -0.00239 | -0.00161 | -0.00161 | -0.00161 | -0.00505 |  | 0 | 0 | 0 | 0 | 0
100423 | SAPPI SMSTG2 | 13.8 | 101 | 114 | 60 | 0 | 60 | 60 | 0 | 0 | -0.00239 | -0.00161 | -0.00161 | -0.00161 | -0.00505 |  | 0 | 0 | 0 | 0 | 0
100425 | NEWPAGE COGN | 13.8 | 101 | 113 | 119 | 1 | 119 | 119 | 0 | 0 | -0.00239 | -0.00161 | -0.00161 | -0.00161 | -0.00505 |  | 0 | 0 | 0 | 0 | 0
100427 | VERJAY LVRHY | 2.3 | 101 | 114 | 6 | 0 | 6 | 6 | 0 | 0 | -0.00239 | -0.00161 | -0.00161 | -0.00161 | -0.00505 |  | 0 | 0 | 0 | 0 | 0
100428 | VERJAY JAYHY | 4.16 | 101 | 114 | 3 | 0 | 3 | 3 | 0 | 0 | -0.00239 | -0.00161 | -0.00161 | -0.00161 | -0.00505 |  | 0 | 0 | 0 | 0 | 0
100431 | VERJAY OTIS | 4.16 | 101 | 114 | 10.4 | 0 | 10.4 | 10.4 | 0 | 0 | -0.00239 | -0.00161 | -0.00161 | -0.00161 | -0.00505 |  | 0 | 0 | 0 | 0 | 0
100432 | VERSO JAY C | 13.8 | 101 | 112 | 39.6 | 0 | 39.6 | 39.6 | 0 | 0 | -0.00239 | -0.00161 | -0.00161 | -0.00161 | -0.00505 |  | 0 | 0 | 0 | 0 | 0
100448 | BONNY EAGLE | 2.4 | 101 | 114 | 0 | 0 | 0 | 0 | 0 | 0 | -0.0024 | -0.00161 | -0.00161 | -0.00161 | -0.00505 |  | 0 | 0 | 0 | 0 | 0
100449 | HIRAM HYDRO | 2.4 | 101 | 114 | 11.6 | 0 | 11.6 | 11.6 | 0 | 0 | -0.0024 | -0.00161 | -0.00161 | -0.00161 | -0.00505 |  | 0 | 0 | 0 | 0 | 0
100450 | ATHENS | 13.8 | 101 | 112 | 0 | 0 | 0 | 0 | 0 | 0 | -0.00239 | -0.00161 | -0.00161 | -0.00161 | -0.00505 |  | 0 | 0 | 0 | 0 | 0
100460 | MONTY HYDRO | 12 | 101 | 114 | 28 | 0 | 28 | 28 | 0 | 0 | -0.00239 | -0.00161 | -0.00161 | -0.00161 | -0.00505 |  | 0 | 0 | 0 | 0 | 0
100461 | HARRIS HYD4 | 2.4 | 101 | 114 | 0 | 0 | 0 | 0 | 0 | 0 | -0.00239 | -0.00161 | -0.00161 | -0.00161 | -0.00505 |  | 0 | 0 | 0 | 0 | 0
100462 | DEER RIPS | 13.2 | 101 | 114 | 9.2 | 0 | 9.2 | 9.2 | 0 | 0 | -0.00239 | -0.00161 | -0.00161 | -0.00161 | -0.00505 |  | 0 | 0 | 0 | 0 | 0
100463 | SKELTON HYD2 | 6.9 | 101 | 114 | 0 | 0 | 0 | 0 | 0 | 0 | -0.0024 | -0.00161 | -0.00161 | -0.00161 | -0.00505 |  | 0 | 0 | 0 | 0 | 0
100464 | ECO ME PTRR | 13.2 | 101 | 114 | 0 | 0 | 0 | 0 | 0 | 0 | -0.0024 | -0.00161 | -0.00161 | -0.00161 | -0.00505 |  | 0 | 0 | 0 | 0 | 0
100465 | CAPE GT 4 | 13.2 | 101 | 113 | 0 | 0 | 0 | 0 | 0 | 0 | -0.0024 | -0.00161 | -0.00161 | -0.00161 | -0.00505 |  | 0 | 0 | 0 | 0 | 0
100466 | CAPE GT 5 | 13.2 | 101 | 113 | 0 | 0 | 0 | 0 | 0 | 0 | -0.0024 | -0.00161 | -0.00161 | -0.00161 | -0.00505 |  | 0 | 0 | 0 | 0 | 0
100468 | WESTON HYDRO | 7.2 | 101 | 114 | 0 | 0 | 0 | 0 | 0 | 0 | -0.00239 | -0.00161 | -0.00161 | -0.00161 | -0.00505 |  | 0 | 0 | 0 | 0 | 0
100469 | MILLER HYDRO | 4.16 | 101 | 114 | 19.4 | 0 | 19.4 | 19.4 | 0 | 0 | -0.00239 | -0.00161 | -0.00161 | -0.00161 | -0.00505 |  | 0 | 0 | 0 | 0 | 0
100470 | PEJEPSCOT | 4.16 | 101 | 114 | 10.21 | 0 | 10.21 | 10.21 | 0 | 0 | -0.00239 | -0.00161 | -0.00161 | -0.00161 | -0.00505 |  | 0 | 0 | 0 | 0 | 0
100471 | BRUNSWICK | 13.2 | 101 | 114 | 20.2 | 0 | 20.2 | 20.2 | 0 | 0 | -0.00239 | -0.00161 | -0.00161 | -0.00161 | -0.00505 |  | 0 | 0 | 0 | 0 | 0
100473 | SKELTON HYD1 | 6.9 | 101 | 114 | 0 | 0 | 0 | 0 | 0 | 0 | -0.0024 | -0.00161 | -0.00161 | -0.00161 | -0.00505 |  | 0 | 0 | 0 | 0 | 0
100474 | CATRACT EAST | 11.5 | 101 | 114 | 8.9 | 0 | 8.9 | 8.9 | 0 | 0 | -0.0024 | -0.00161 | -0.00161 | -0.00161 | -0.00505 |  | 0 | 0 | 0 | 0 | 0
100475 | NORTH GORHAM | 13.2 | 101 | 114 | 0 | 0 | 0 | 0 | 0 | 0 | -0.0024 | -0.00161 | -0.00161 | -0.00161 | -0.00505 |  | 0 | 0 | 0 | 0 | 0
100476 | BAR MILLS HY | 2.4 | 101 | 114 | 0 | 0 | 0 | 0 | 0 | 0 | -0.0024 | -0.00161 | -0.00161 | -0.00161 | -0.00505 |  | 0 | 0 | 0 | 0 | 0
100477 | SHAWMUT G1-3 | 2.4 | 101 | 114 | 0 | 0 | 0 | 0 | 0 | 0 | -0.00239 | -0.00161 | -0.00161 | -0.00161 | -0.00505 |  | 0 | 0 | 0 | 0 | 0
100478 | SHAWMUT G4-6 | 2.4 | 101 | 114 | 0 | 0 | 0 | 0 | 0 | 0 | -0.00239 | -0.00161 | -0.00161 | -0.00161 | -0.00505 |  | 0 | 0 | 0 | 0 | 0
100479 | LOCKWOOD HYD | 4 | 101 | 114 | 0 | 0 | 0 | 0 | 0 | 0 | -0.00239 | -0.00161 | -0.00161 | -0.00161 | -0.00505 |  | 0 | 0 | 0 | 0 | 0
100480 | SHAWMUT G7-8 | 4 | 101 | 114 | 0 | 0 | 0 | 0 | 0 | 0 | -0.00239 | -0.00161 | -0.00161 | -0.00161 | -0.00505 |  | 0 | 0 | 0 | 0 | 0
100481 | W BUXTON HYD | 2.3 | 101 | 114 | 0 | 0 | 0 | 0 | 0 | 0 | -0.0024 | -0.00161 | -0.00161 | -0.00161 | -0.00505 |  | 0 | 0 | 0 | 0 | 0
100483 | AZISCOHOS HY | 4.16 | 101 | 114 | 6.8 | 0 | 6.8 | 6.8 | 0 | 0 | -0.00239 | -0.00161 | -0.00161 | -0.00161 | -0.00505 |  | 0 | 0 | 0 | 0 | 0
100484 | SANFORD | 34.5 | 101 | 112 | 0 | 0 | 0 | 0 | 0 | 0 | -0.0024 | -0.00161 | -0.00161 | -0.00161 | -0.00505 |  | 0 | 0 | 0 | 0 | 0
100485 | GULF ISL G1 | 13.2 | 101 | 114 | 6.14 | 0 | 6.14 | 6.14 | 0 | 0 | -0.00239 | -0.00161 | -0.00161 | -0.00161 | -0.00505 |  | 0 | 0 | 0 | 0 | 0
100486 | GULF ISL G2 | 13.2 | 101 | 114 | 0 | 0 | 0 | 0 | 0 | 0 | -0.00239 | -0.00161 | -0.00161 | -0.00161 | -0.00505 |  | 0 | 0 | 0 | 0 | 0
100487 | GULF ISL G3 | 13.2 | 101 | 114 | 0 | 0 | 0 | 0 | 0 | 0 | -0.00239 | -0.00161 | -0.00161 | -0.00161 | -0.00505 |  | 0 | 0 | 0 | 0 | 0
100492 | CASCO BATT | 0.53 | 101 | 113 | 0 | 0 | 0 | 0 | 0 | 0 | -0.0024 | -0.00161 | -0.00161 | -0.00161 | -0.00505 |  | 0 | 0 | 0 | 0 | 0
100562 | ROXWIND_WTG | 0.69 | 101 | 114 | 0 | 0 | 0 | 0 | 0 | 0 | -0.00239 | -0.00161 | -0.00161 | -0.00161 | -0.00505 |  | 0 | 0 | 0 | 0 | 0
100688 | MADP ANSONHY | 4.16 | 101 | 134 | 7.01 | 0 | 7.01 | 7.01 | 0 | 0 | -0.00239 | -0.00161 | -0.00161 | -0.00161 | -0.00505 |  | 0 | 0 | 0 | 0 | 0
100689 | MADP ABNKI 5 | 4.16 | 101 | 134 | 0 | 0 | 0 | 0 | 0 | 0 | -0.00239 | -0.00161 | -0.00161 | -0.00161 | -0.00505 |  | 0 | 0 | 0 | 0 | 0
100690 | MADP ABNKI 6 | 4.2 | 101 | 134 | 0 | 0 | 0 | 0 | 0 | 0 | -0.00239 | -0.00161 | -0.00161 | -0.00161 | -0.00505 |  | 0 | 0 | 0 | 0 | 0
100707 | RCRDHL STR1 | 0.69 | 101 | 114 | 6.8 | 0 | 6.8 | 6.8 | 0 | 0 | -0.00239 | -0.00161 | -0.00161 | -0.00161 | -0.00505 |  | 0 | 0 | 0 | 0 | 0
100708 | RCRDHL STR2 | 0.69 | 101 | 114 | 6.8 | 0 | 6.8 | 6.8 | 0 | 0 | -0.00239 | -0.00161 | -0.00161 | -0.00161 | -0.00505 |  | 0 | 0 | 0 | 0 | 0
100716 | CANTON | 6 | 101 | 114 | 0 | 0 | 0 | 0 | 0 | 0 | -0.00239 | -0.00161 | -0.00161 | -0.00161 | -0.00505 |  | 0 | 0 | 0 | 0 | 0
100721 | SPRUCEMT WND | 0.69 | 101 | 114 | 0 | 0 | 0 | 0 | 0 | 0 | -0.00239 | -0.00161 | -0.00161 | -0.00161 | -0.00505 |  | 0 | 0 | 0 | 0 | 0
100724 | SADLBCK_G | 6 | 101 | 114 | 3.75 | 0 | 3.75 | 3.75 | 0 | 0 | -0.00239 | -0.00161 | -0.00161 | -0.00161 | -0.00505 |  | 0 | 0 | 0 | 0 | 0
100735 | BINGHAM G1 | 0.65 | 101 | 113 | 0 | 0 | 0 | 0 | 0 | 0 | -0.00239 | -0.00161 | -0.00161 | -0.00161 | -0.00505 |  | 0 | 0 | 0 | 0 | 0
100736 | BINGHAM G2 | 0.65 | 101 | 113 | 4.98 | 0 | 4.98 | 4.98 | 0 | 0 | -0.00239 | -0.00161 | -0.00161 | -0.00161 | -0.00505 |  | 0 | 0 | 0 | 0 | 0
100737 | BINGHAM G3 | 0.65 | 101 | 113 | 6.09 | 0 | 6.09 | 6.09 | 0 | 0 | -0.00239 | -0.00161 | -0.00161 | -0.00161 | -0.00505 |  | 0 | 0 | 0 | 0 | 0
100738 | BINGHAM G4 | 0.65 | 101 | 113 | 5.53 | 0 | 5.53 | 5.53 | 0 | 0 | -0.00239 | -0.00161 | -0.00161 | -0.00161 | -0.00505 |  | 0 | 0 | 0 | 0 | 0
100739 | BINGHAM G5 | 0.65 | 101 | 113 | 8.3 | 0 | 8.3 | 8.3 | 0 | 0 | -0.00239 | -0.00161 | -0.00161 | -0.00161 | -0.00505 |  | 0 | 0 | 0 | 0 | 0
100749 | BINGHAM S1 | 12.5 | 101 | 113 | 0 | 0 | 0 | 0 | 0 | 0 | -0.00239 | -0.00161 | -0.00161 | -0.00161 | -0.00505 |  | 0 | 0 | 0 | 0 | 0
100758 | SANFORD G1 | 0.6 | 101 | 113 | 0 | 0 | 0 | 0 | 0 | 0 | -0.0024 | -0.00161 | -0.00161 | -0.00161 | -0.00505 |  | 0 | 0 | 0 | 0 | 0
100777 | PITTFD_GEN | 0.4 | 101 | 113 | 0 | 0 | 0 | 0 | 0 | 0 | -0.00239 | -0.00161 | -0.00161 | -0.00161 | -0.00505 |  | 0 | 0 | 0 | 0 | 0
100851 | ANDOVER | 12 | 101 | 112 | 0 | 0 | 0 | 0 | 0 | 0 | -0.00239 | -0.00161 | -0.00161 | -0.00161 | -0.00505 |  | 0 | 0 | 0 | 0 | 0
100870 | FRMSLR_AGG | 0.6 | 101 | 113 | 0 | 0 | 0 | 0 | 0 | 0 | -0.00239 | -0.00161 | -0.00161 | -0.00161 | -0.00505 |  | 0 | 0 | 0 | 0 | 0
101062 | RICE RIPS | 34.5 | 101 | 112 | 0 | 0 | 0 | 0 | 0 | 0 | -0.00239 | -0.00161 | -0.00161 | -0.00161 | -0.00505 |  | 0 | 0 | 0 | 0 | 0
102101 | PITTSFIELD_H | 4 | 101 | 112 | 0 | 0 | 0 | 0 | 0 | 0 | -0.00239 | -0.00161 | -0.00161 | -0.00161 | -0.00505 |  | 0 | 0 | 0 | 0 | 0
102195 | MECH FLS HYD | 34.5 | 101 | 112 | 0 | 0 | 0 | 0 | 0 | 0 | -0.00239 | -0.00161 | -0.00161 | -0.00161 | -0.00505 |  | 0 | 0 | 0 | 0 | 0
103050 | STSN_CL1 AGG | 0.57 | 101 | 363 | 0 | 0 | 0 | 0 | 0 | 0 | -0.00239 | -0.00161 | -0.00161 | -0.00161 | -0.00505 |  | 0 | 0 | 0 | 0 | 0
103051 | STSN_CL2 AGG | 0.57 | 101 | 363 | 0 | 0 | 0 | 0 | 0 | 0 | -0.00239 | -0.00161 | -0.00161 | -0.00161 | -0.00505 |  | 0 | 0 | 0 | 0 | 0
103052 | STSN_CL3 AGG | 0.57 | 101 | 363 | 0 | 0 | 0 | 0 | 0 | 0 | -0.00239 | -0.00161 | -0.00161 | -0.00161 | -0.00505 |  | 0 | 0 | 0 | 0 | 0
103060 | MIS G1 | 18 | 101 | 353 | 0 | 0 | 0 | 0 | 0 | 0 | -0.00239 | -0.00161 | -0.00161 | -0.00161 | -0.00505 |  | 0 | 0 | 0 | 0 | 0
103061 | MIS G2 | 18 | 101 | 353 | 115.24 | 0 | 157.84 | 115.24 | 0 | 42.6 | -0.00239 | -0.00161 | -0.00161 | -0.00161 | -0.00505 |  | 0 | 0 | 0 | 0 | 0
103062 | MIS ST | 18 | 101 | 353 | 176.98 | 0 | 176.98 | 176.98 | 0 | 0 | -0.00239 | -0.00161 | -0.00161 | -0.00161 | -0.00505 |  | 0 | 0 | 0 | 0 | 0
103066 | PERC | 13.8 | 101 | 353 | 21.76 | 0 | 21.76 | 21.76 | 0 | 0 | -0.00239 | -0.00161 | -0.00161 | -0.00161 | -0.00505 |  | 0 | 0 | 0 | 0 | 0
103067 | INDECK 5GT | 12.5 | 101 | 353 | 0 | 0 | 0 | 0 | 0 | 0 | -0.00239 | -0.00161 | -0.00161 | -0.00161 | -0.00505 |  | 0 | 0 | 0 | 0 | 0
103069 | WEST ENFIELD | 13.2 | 101 | 364 | 0 | 0 | 0 | 0 | 0 | 0 | -0.00239 | -0.00161 | -0.00161 | -0.00161 | -0.00505 |  | 0 | 0 | 0 | 0 | 0
103070 | INDECK 6GT | 12.5 | 101 | 384 | 24.5 | 0 | 24.5 | 24.5 | 0 | 0 | -0.00239 | -0.00161 | -0.00161 | -0.00161 | -0.00505 |  | 0 | 0 | 0 | 0 | 0
103076 | PPL MILFORD | 4.16 | 101 | 354 | 0 | 0 | 0 | 0 | 0 | 0 | -0.00239 | -0.00161 | -0.00161 | -0.00161 | -0.00505 |  | 0 | 0 | 0 | 0 | 0
103077 | OT MILL_ST | 4.16 | 101 | 352 | 0 | 0 | 0 | 0 | 0 | 0 | -0.00239 | -0.00161 | -0.00161 | -0.00161 | -0.00505 |  | 0 | 0 | 0 | 0 | 0
103079 | ELLSWRTH HYD | 2.3 | 101 | 374 | 0 | 0 | 0 | 0 | 0 | 0 | -0.00239 | -0.00161 | -0.00161 | -0.00161 | -0.00505 |  | 0 | 0 | 0 | 0 | 0
103090 | ROLNS C1 AGG | 0.69 | 101 | 364 | 0 | 0 | 0 | 0 | 0 | 0 | -0.00239 | -0.00161 | -0.00161 | -0.00161 | -0.00505 |  | 0 | 0 | 0 | 0 | 0
103093 | ROLNS C2 AGG | 0.69 | 101 | 364 | 0 | 0 | 0 | 0 | 0 | 0 | -0.00239 | -0.00161 | -0.00161 | -0.00161 | -0.00505 |  | 0 | 0 | 0 | 0 | 0
103107 | DOLBY HYDRO8 | 6.9 | 101 | 364 | 3.01 | 0 | 3.01 | 3.01 | 0 | 0 | -0.00239 | -0.00161 | -0.00161 | -0.00161 | -0.00505 |  | 0 | 0 | 0 | 0 | 0
103119 | WELDON HYDRO | 6.9 | 101 | 364 | 18.54 | 0 | 18.54 | 18.54 | 0 | 0 | -0.00239 | -0.00161 | -0.00161 | -0.00161 | -0.00505 |  | 0 | 0 | 0 | 0 | 0
103123 | MILLNKT HY18 | 13.8 | 101 | 364 | 15.76 | 0 | 15.76 | 15.76 | 0 | 0 | -0.00239 | -0.00161 | -0.00161 | -0.00161 | -0.00505 |  | 0 | 0 | 0 | 0 | 0
103124 | MILLNKT HY25 | 6.9 | 101 | 364 | 23.33 | 0 | 23.33 | 23.33 | 0 | 0 | -0.00239 | -0.00161 | -0.00161 | -0.00161 | -0.00505 |  | 0 | 0 | 0 | 0 | 0
103129 | HANCOCK_DVAR | 0.48 | 101 | 381 | 0 | 0 | 0 | 0 | 0 | 0 | -0.00239 | -0.00161 | -0.00161 | -0.00161 | -0.00505 |  | 0 | 0 | 0 | 0 | 0
103131 | EMILLNCKT HY | 6.9 | 101 | 364 | 9.27 | 0 | 9.27 | 9.27 | 0 | 0 | -0.00239 | -0.00161 | -0.00161 | -0.00161 | -0.00505 |  | 0 | 0 | 0 | 0 | 0
103132 | DOLBY HYDRO | 6.9 | 101 | 364 | 14.37 | 0 | 14.37 | 14.37 | 0 | 0 | -0.00239 | -0.00161 | -0.00161 | -0.00161 | -0.00505 |  | 0 | 0 | 0 | 0 | 0
103133 | MCKAY GEN1 | 6.9 | 101 | 363 | 10.43 | 0 | 10.43 | 10.43 | 0 | 0 | -0.00239 | -0.00161 | -0.00161 | -0.00161 | -0.00505 |  | 0 | 0 | 0 | 0 | 0
103134 | MCKAY GEN2 | 6.9 | 101 | 363 | 10.43 | 0 | 10.43 | 10.43 | 0 | 0 | -0.00239 | -0.00161 | -0.00161 | -0.00161 | -0.00505 |  | 0 | 0 | 0 | 0 | 0
103135 | MCKAY GEN3 | 6.9 | 101 | 363 | 11.36 | 0 | 11.36 | 11.36 | 0 | 0 | -0.00239 | -0.00161 | -0.00161 | -0.00161 | -0.00505 |  | 0 | 0 | 0 | 0 | 0
103140 | BULL HIL WND | 0.65 | 101 | 384 | 0 | 0 | 0 | 0 | 0 | 0 | -0.00239 | -0.00161 | -0.00161 | -0.00161 | -0.00505 |  | 0 | 0 | 0 | 0 | 0
103141 | NORTHTWIN HY | 2.3 | 101 | 364 | 9.5 | 0 | 9.5 | 9.5 | 0 | 0 | -0.00239 | -0.00161 | -0.00161 | -0.00161 | -0.00505 |  | 0 | 0 | 0 | 0 | 0
103143 | OAKFIELD_SC | 12.5 | 101 | 364 | 0 | 0 | 0 | 0 | 0 | 0 | -0.00239 | -0.00161 | -0.00161 | -0.00161 | -0.00505 |  | 0 | 0 | 0 | 0 | 0
103147 | OAKFIELD_STR | 0.65 | 101 | 364 | 0 | 0 | 0 | 0 | 0 | 0 | -0.00239 | -0.00161 | -0.00161 | -0.00161 | -0.00505 |  | 0 | 0 | 0 | 0 | 0
103152 | PISG_GEN_EQV | 0.69 | 101 | 353 | 0 | 0 | 0 | 0 | 0 | 0 | -0.00239 | -0.00161 | -0.00161 | -0.00161 | -0.00505 |  | 0 | 0 | 0 | 0 | 0
103166 | PASSADGENAG1 | 0.65 | 101 | 353 | 0 | 0 | 0 | 0 | 0 | 0 | -0.00239 | -0.00161 | -0.00161 | -0.00161 | -0.00505 |  | 0 | 0 | 0 | 0 | 0
103169 | PASSADGENAG2 | 0.65 | 101 | 353 | 0 | 0 | 0 | 0 | 0 | 0 | -0.00239 | -0.00161 | -0.00161 | -0.00161 | -0.00505 |  | 0 | 0 | 0 | 0 | 0
103170 | PASSAD CDVAR | 0.48 | 101 | 353 | 0 | 0 | 0 | 0 | 0 | 0 | -0.00239 | -0.00161 | -0.00161 | -0.00161 | -0.00505 |  | 0 | 0 | 0 | 0 | 0
103173 | HANCOCK_AGC1 | 0.6 | 101 | 384 | 0 | 0 | 0 | 0 | 0 | 0 | -0.00239 | -0.00161 | -0.00161 | -0.00161 | -0.00505 |  | 0 | 0 | 0 | 0 | 0
103174 | HANCOCK_AGC2 | 0.6 | 101 | 384 | 0 | 0 | 0 | 0 | 0 | 0 | -0.00239 | -0.00161 | -0.00161 | -0.00161 | -0.00505 |  | 0 | 0 | 0 | 0 | 0
105257 | SACO VLY_SC1 | 12.5 | 101 | 563 | 0 | 0 | 0 | 0 | 0 | 0 | -0.00239 | -0.00161 | -0.00161 | -0.00161 | -0.00505 |  | 0 | 0 | 0 | 0 | 0
105258 | SACO VLY_SC2 | 12.5 | 101 | 563 | 0 | 0 | 0 | 0 | 0 | 0 | -0.00239 | -0.00161 | -0.00161 | -0.00161 | -0.00505 |  | 0 | 0 | 0 | 0 | 0
106056 | GRANITE RDG1 | 16 | 101 | 400 | 223.08 | 0 | 223.08 | 223.08 | 0 | 0 | -0.00251 | -0.00154 | -0.00154 | -0.00154 | -0.00505 |  | 0 | 0 | 0 | 0 | 0
911597 | NBNE_CLCOV | 345 | 105 | 15 | 700 | 0 | 700 | 700 | 0 | 0 | -0.00239 | -0.00161 | -0.00161 | -0.00161 | -0.00505 |  | 0 | 0 | 0 | 0 | 0
911600 | QP670-PV | 0.6 | 101 | 110 | 77.1 | 0 | 77.1 | 77.1 | 0 | 0 | -0.00239 | -0.00161 | -0.00161 | -0.00161 | -0.00505 |  | 0 | 0 | 0 | 0 | 0
990180 | SUN_LOVELL | 115 | 101 | 110 | 0 | 0 | 0 | 0 | 0 | 0 | -0.00239 | -0.00161 | -0.00161 | -0.00161 | -0.00505 |  | 0 | 0 | 0 | 0 | 0
992036 | SUN_WARREN | 34.5 | 101 | 112 | 6.93 | 0 | 6.93 | 6.93 | 0 | 0 | -0.00239 | -0.00161 | -0.00161 | -0.00161 | -0.00505 |  | 0 | 0 | 0 | 0 | 0
992221 | SUN_WASHIN~1 | 34.5 | 101 | 112 | 5 | 0 | 5 | 5 | 0 | 0 | -0.00239 | -0.00161 | -0.00161 | -0.00161 | -0.00505 |  | 0 | 0 | 0 | 0 | 0
113123 | HOOSAC CLR1 | 0.69 | 101 | 1100 | 0 | 0 | 0 | 0 | 0 | 0 | -0.03743 | 0.03731 | 0.03731 | 0.03731 | -0.00503 |  | 0 | 0 | 0 | 0 | 0
113125 | HOOSAC CLR2 | 0.69 | 101 | 1100 | 0 | 0 | 0 | 0 | 0 | 0 | -0.03743 | 0.03731 | 0.03731 | 0.03731 | -0.00503 |  | 0 | 0 | 0 | 0 | 0
105464 | NEWINGTON_G1 | 24 | 101 | 603 | 407.5 | 0 | 407.5 | 407.5 | 0 | 0 | -0.00241 | -0.00159 | -0.00159 | -0.00159 | -0.00494 |  | 0 | 0 | 0 | 0 | 0
105476 | NEWINGTON_C1 | 18 | 101 | 603 | 175.28 | 0 | 175.28 | 175.28 | 0 | 0 | -0.00241 | -0.00159 | -0.00159 | -0.00159 | -0.00494 |  | 0 | 0 | 0 | 0 | 0
105477 | NEWINGTON_C2 | 18 | 101 | 603 | 175.28 | 0 | 175.28 | 175.28 | 0 | 0 | -0.00241 | -0.00159 | -0.00159 | -0.00159 | -0.00494 |  | 0 | 0 | 0 | 0 | 0
105478 | NEWINGTON_S1 | 18 | 101 | 603 | 208.95 | 0 | 208.95 | 208.95 | 0 | 0 | -0.00241 | -0.00159 | -0.00159 | -0.00159 | -0.00494 |  | 0 | 0 | 0 | 0 | 0
106057 | GRANITE RDG2 | 16 | 101 | 400 | 223.08 | 0 | 223.08 | 223.08 | 0 | 0 | -0.00255 | -0.00151 | -0.00151 | -0.00151 | -0.00491 |  | 0 | 0 | 0 | 0 | 0
105568 | SEABROOK_G1 | 25 | 101 | 603 | 1309.28 | 0 | 1309.28 | 1309.28 | 0 | 0 | -0.00242 | -0.00158 | -0.00158 | -0.00158 | -0.00483 |  | 0 | 0 | 0 | 0 | 0
113877 | PINETREE PWR | 13.8 | 101 | 1206 | 0 | 0 | 0 | 0 | 0 | 0 | -0.00494 | 0.00032 | 0.00032 | 0.00032 | -0.00455 |  | 0 | 0 | 0 | 0 | 0
993282 | SUN_FLAGG ~1 | 115 | 101 | 1110 | 0 | 0 | 0 | 0 | 0 | 0 | -0.00494 | 0.00032 | 0.00032 | 0.00032 | -0.00455 |  | 0 | 0 | 0 | 0 | 0
993868 | WDS_FLAGG ~1 | 69 | 101 | 1206 | 0 | 0 | 0 | 0 | 0 | 0 | -0.00494 | 0.00032 | 0.00032 | 0.00032 | -0.00455 |  | 0 | 0 | 0 | 0 | 0
114067 | LAWRENCE HYD | 4.16 | 101 | 1120 | 9.4 | 0 | 9.4 | 9.4 | 0 | 0 | -0.00259 | -0.00145 | -0.00145 | -0.00145 | -0.00448 |  | 0 | 0 | 0 | 0 | 0
114069 | WHLABRATR NA | 13.8 | 101 | 1120 | 40 | 0 | 40 | 40 | 0 | 0 | -0.00249 | -0.00151 | -0.00151 | -0.00151 | -0.00448 |  | 0 | 0 | 0 | 0 | 0
114070 | OGDEN-MARTIN | 13.8 | 101 | 1120 | 41.68 | 0 | 41.68 | 41.68 | 0 | 0 | -0.00249 | -0.00151 | -0.00151 | -0.00151 | -0.00448 |  | 0 | 0 | 0 | 0 | 0
114858 | MILFRD MA CT | 13.8 | 101 | 1140 | 109.83 | 0 | 109.83 | 109.83 | 0 | 0 | -0.00591 | -0.00449 | -0.00449 | -0.00449 | -0.00445 |  | 0 | 0 | 0 | 0 | 0
114859 | MILFRD MA ST | 13.8 | 101 | 1140 | 92.17 | 0 | 92.17 | 92.17 | 0 | 0 | -0.00591 | -0.00449 | -0.00449 | -0.00449 | -0.00445 |  | 0 | 0 | 0 | 0 | 0
113429 | FRENCH_B1 | 0.48 | 101 | 1110 | 0 | 0 | 0 | 0 | 0 | 0 | -0.00541 | -0.00448 | -0.00448 | -0.00448 | -0.00443 |  | 0 | 0 | 0 | 0 | 0
113431 | FRENCH_A1 | 0.48 | 101 | 1110 | 0 | 0 | 0 | 0 | 0 | 0 | -0.00541 | -0.00448 | -0.00448 | -0.00448 | -0.00443 |  | 0 | 0 | 0 | 0 | 0
113432 | FRENCH_A2 | 0.48 | 101 | 1110 | 0 | 0 | 0 | 0 | 0 | 0 | -0.00541 | -0.00448 | -0.00448 | -0.00448 | -0.00443 |  | 0 | 0 | 0 | 0 | 0
993287 | SUN_NORTH ~1 | 115 | 101 | 1110 | 0 | 0 | 0 | 0 | 0 | 0 | -0.00541 | -0.00448 | -0.00448 | -0.00448 | -0.00443 |  | 0 | 0 | 0 | 0 | 0
114026 | PERRY ST 3 | 13.8 | 101 | 1120 | 0.64 | 0 | 0.64 | 0.64 | 0 | 0 | -0.00264 | -0.00142 | -0.00142 | -0.00142 | -0.00441 |  | 0 | 0 | 0 | 0 | 0
114047 | LENERGIA CT | 13.8 | 101 | 1120 | 50.43 | 0 | 50.43 | 50.43 | 0 | 0 | -0.00264 | -0.00142 | -0.00142 | -0.00142 | -0.00441 |  | 0 | 0 | 0 | 0 | 0
114048 | LENERGIA ST | 13.8 | 101 | 1120 | 23.57 | 0 | 23.57 | 23.57 | 0 | 0 | -0.00264 | -0.00142 | -0.00142 | -0.00142 | -0.00441 |  | 0 | 0 | 0 | 0 | 0
114085 | BOOT HYD G1 | 4.16 | 101 | 1120 | 9 | 0 | 9 | 9 | 0 | 0 | -0.00264 | -0.00142 | -0.00142 | -0.00142 | -0.00441 |  | 0 | 0 | 0 | 0 | 0
114086 | BOOT HYD G2 | 4.16 | 101 | 1120 | 9 | 0 | 9 | 9 | 0 | 0 | -0.00264 | -0.00142 | -0.00142 | -0.00142 | -0.00441 |  | 0 | 0 | 0 | 0 | 0
993997 | DFO NG_MID~1 | 115 | 101 | 1120 | 23 | 0 | 23 | 23 | 0 | 0 | -0.00249 | -0.00152 | -0.00152 | -0.00152 | -0.00439 |  | 0 | 0 | 0 | 0 | 0
109503 | HARRIMAN G3 | 6.9 | 101 | 1100 | 0 | 0 | 0 | 0 | 0 | 0 | -0.03653 | 0.01498 | 0.03682 | 0.01498 | -0.00436 |  | 0 | 0 | 0 | 0 | 0
993969 | BAT_BILERC~1 | 115 | 101 | 1120 | 150 | 0 | 150 | 150 | 0 | 0 | -0.00262 | -0.00144 | -0.00144 | -0.00144 | -0.00432 |  | 0 | 0 | 0 | 0 | 0
114713 | WATERS RVRJ1 | 13.8 | 101 | 1242 | 16.44 | 0 | 16.44 | 16.44 | 0 | 0 | -0.0025 | -0.00152 | -0.00152 | -0.00152 | -0.00428 |  | 0 | 0 | 0 | 0 | 0
114714 | WATERS RVRJ2 | 13.8 | 101 | 1242 | 30.79 | 0 | 30.79 | 30.79 | 0 | 0 | -0.0025 | -0.00152 | -0.00152 | -0.00152 | -0.00428 |  | 0 | 0 | 0 | 0 | 0
114716 | MMWEC WR | 13.8 | 101 | 1242 | 57.97 | 0 | 57.97 | 57.97 | 0 | 0 | -0.0025 | -0.00152 | -0.00152 | -0.00152 | -0.00428 |  | 0 | 0 | 0 | 0 | 0
994421 | DFO NG_WAT~1 | 115 | 101 | 1130 | 61.85 | 0 | 61.85 | 61.85 | 0 | 0 | -0.0025 | -0.00152 | -0.00152 | -0.00152 | -0.00428 |  | 0 | 0 | 0 | 0 | 0
114484 | SALEM 5CT | 18 | 101 | 1130 | 203.25 | 0 | 203.25 | 203.25 | 0 | 0 | -0.0025 | -0.00151 | -0.00151 | -0.00151 | -0.00424 |  | 0 | 0 | 0 | 0 | 0
114485 | SALEM 5ST | 13.8 | 101 | 1130 | 133.75 | 0 | 133.75 | 133.75 | 0 | 0 | -0.0025 | -0.00151 | -0.00151 | -0.00151 | -0.00424 |  | 0 | 0 | 0 | 0 | 0
114487 | SALEM 6CT | 18 | 101 | 1130 | 203.25 | 0 | 203.25 | 203.25 | 0 | 0 | -0.0025 | -0.00151 | -0.00151 | -0.00151 | -0.00424 |  | 0 | 0 | 0 | 0 | 0
114488 | SALEM 6ST | 13.8 | 101 | 1130 | 133.75 | 0 | 133.75 | 133.75 | 0 | 0 | -0.0025 | -0.00151 | -0.00151 | -0.00151 | -0.00424 |  | 0 | 0 | 0 | 0 | 0
114728 | MARBLEHEAD A | 23 | 101 | 1246 | 2.5 | 0 | 2.5 | 2.5 | 0 | 0 | -0.00251 | -0.00151 | -0.00151 | -0.00151 | -0.00424 |  | 0 | 0 | 0 | 0 | 0
114729 | MARBLEHEAD B | 23 | 101 | 1246 | 2.5 | 0 | 2.5 | 2.5 | 0 | 0 | -0.00251 | -0.00151 | -0.00151 | -0.00151 | -0.00424 |  | 0 | 0 | 0 | 0 | 0
990759 | BAT_MYSTIC~1 | 345 | 101 | 1000 | 276 | 0 | 276 | 276 | 0 | 0 | -0.0025 | -0.00152 | -0.00152 | -0.00152 | -0.0041 |  | 0 | 0 | 0 | 0 | 0
991802 | BAT_MYSTIC_R | 345 | 101 | 1000 | 507 | 0 | 507 | 507 | 0 | 0 | -0.0025 | -0.00152 | -0.00152 | -0.00152 | -0.0041 |  | 0 | 0 | 0 | 0 | 0
111080 | W MEDWAY J4 | 13.8 | 101 | 1023 | 97.4 | 0 | 97.4 | 97.4 | 0 | 0 | -0.00509 | -0.00383 | -0.00383 | -0.00383 | -0.00406 |  | 0 | 0 | 0 | 0 | 0
111081 | W MEDWAY J5 | 13.8 | 101 | 1023 | 97.4 | 0 | 97.4 | 97.4 | 0 | 0 | -0.00509 | -0.00383 | -0.00383 | -0.00383 | -0.00406 |  | 0 | 0 | 0 | 0 | 0
111083 | W MEDWAY J3 | 13.8 | 101 | 1023 | 57.5 | 0 | 57.5 | 57.5 | 0 | 0 | -0.00509 | -0.00383 | -0.00383 | -0.00383 | -0.00406 |  | 0 | 0 | 0 | 0 | 0
113378 | FITCH RD1 | 13.8 | 101 | 1110 | 0.95 | 0 | 0.95 | 0.95 | 0 | 0 | -0.00597 | -0.00103 | -0.00103 | -0.00103 | -0.00403 |  | 0 | 0 | 0 | 0 | 0
113379 | FITCH RD2 | 13.8 | 101 | 1110 | 0.95 | 0 | 0.95 | 0.95 | 0 | 0 | -0.00597 | -0.00103 | -0.00103 | -0.00103 | -0.00403 |  | 0 | 0 | 0 | 0 | 0
993039 | SUN_MEADOW~2 | 69 | 101 | 1100 | 8.13 | 0 | 8.13 | 8.13 | 0 | 0 | -0.00825 | -0.00139 | -0.00139 | -0.00139 | -0.00402 |  | 0 | 0 | 0 | 0 | 0
993054 | SUN_MEADOW~1 | 69 | 101 | 1100 | 13.6 | 0 | 13.6 | 13.6 | 0 | 0 | -0.00825 | -0.00139 | -0.00139 | -0.00139 | -0.00402 |  | 0 | 0 | 0 | 0 | 0
114465 | RESCO-SAUGUS | 13.8 | 101 | 1130 | 32.79 | 0 | 32.79 | 32.79 | 0 | 0 | -0.00251 | -0.00153 | -0.00153 | -0.00153 | -0.00399 |  | 0 | 0 | 0 | 0 | 0
114470 | GE RIVER R&T | 13.8 | 101 | 1130 | 1.14 | 0 | 1.14 | 1.14 | 0 | 0 | -0.0025 | -0.00154 | -0.00154 | -0.00154 | -0.00392 |  | 0 | 0 | 0 | 0 | 0
114474 | GE RIVER S&U | 13.8 | 101 | 1130 | 1.14 | 0 | 1.14 | 1.14 | 0 | 0 | -0.0025 | -0.00154 | -0.00154 | -0.00154 | -0.00392 |  | 0 | 0 | 0 | 0 | 0
911550 | PH2_DGEN | 345 | 101 | 1120 | 353.9 | 0 | 700 | 353.9 | 0 | 346.1 | -0.00256 | -0.00134 | -0.00134 | -0.00134 | -0.00389 |  | 0 | 0 | 0 | 0 | 0
990804 | SUN BAT_BU~1 | 115 | 101 | 1000 | 5.5 | 0 | 5.5 | 5.5 | 0 | 0 | -0.00255 | -0.00157 | -0.00157 | -0.00157 | -0.00389 |  | 0 | 0 | 0 | 0 | 0
113341 | OAKDALE_A53 | 69 | 101 | 1110 | 0 | 0 | 0 | 0 | 0 | 0 | -0.00487 | -0.00159 | -0.00159 | -0.00159 | -0.00388 |  | 0 | 0 | 0 | 0 | 0
111123 | KENDALL ST B | 13.8 | 101 | 1013 | 27.75 | 0 | 27.75 | 27.75 | 0 | 0 | -0.0025 | -0.00156 | -0.00156 | -0.00156 | -0.00387 |  | 0 | 0 | 0 | 0 | 0
111126 | KENDALL CT | 18 | 101 | 1013 | 170 | 0 | 170 | 170 | 0 | 0 | -0.0025 | -0.00156 | -0.00156 | -0.00156 | -0.00387 |  | 0 | 0 | 0 | 0 | 0
111127 | E CAMBRIDGE | 13.8 | 101 | 1012 | 0 | 0 | 0 | 0 | 0 | 0 | -0.0025 | -0.00156 | -0.00156 | -0.00156 | -0.00387 |  | 0 | 0 | 0 | 0 | 0
991103 | NG_PUTNAM 36 | 115 | 101 | 1010 | 43 | 0 | 43 | 43 | 0 | 0 | -0.0025 | -0.00156 | -0.00156 | -0.00156 | -0.00387 |  | 0 | 0 | 0 | 0 | 0
991104 | DFO NG_KEN~1 | 115 | 101 | 1010 | 30 | 0 | 30 | 30 | 0 | 0 | -0.0025 | -0.00156 | -0.00156 | -0.00156 | -0.00387 |  | 0 | 0 | 0 | 0 | 0
111125 | PUTNAM 2 | 13.8 | 101 | 1012 | 0 | 0 | 0 | 0 | 0 | 0 | -0.0025 | -0.00156 | -0.00156 | -0.00156 | -0.00383 |  | 0 | 0 | 0 | 0 | 0
113138 | VUELTA_GEN | 0.38 | 101 | 1100 | 0 | 0 | 0 | 0 | 0 | 0 | -0.00808 | -0.0009 | -0.0009 | -0.0009 | -0.00383 |  | 0 | 0 | 0 | 0 | 0
113139 | OLD_WARDOUR | 0.38 | 101 | 1100 | 2.33 | 0 | 2.38 | 2.33 | 0 | 0.05 | -0.00808 | -0.0009 | -0.0009 | -0.0009 | -0.00383 |  | 0 | 0 | 0 | 0 | 0
990819 | BAT_CHELSE~1 | 115 | 101 | 1000 | 351.9 | 0 | 351.9 | 351.9 | 0 | 0 | -0.0025 | -0.00156 | -0.00156 | -0.00156 | -0.00383 |  | 0 | 0 | 0 | 0 | 0
111124 | KENDALL JET | 13.8 | 101 | 1014 | 18 | 0 | 18 | 18 | 0 | 0 | -0.0025 | -0.00156 | -0.00156 | -0.00156 | -0.00382 |  | 0 | 0 | 0 | 0 | 0
110983 | MATEP_DIESEL | 13.8 | 101 | 1004 | 19.35 | 0 | 19.35 | 19.35 | 0 | 0 | -0.0025 | -0.00157 | -0.00157 | -0.00157 | -0.00378 |  | 0 | 0 | 0 | 0 | 0
110984 | MATEP_CC | 13.8 | 101 | 1004 | 57.1 | 0 | 57.1 | 57.1 | 0 | 0 | -0.0025 | -0.00157 | -0.00157 | -0.00157 | -0.00378 |  | 0 | 0 | 0 | 0 | 0
990926 | BAT_ELECTR~1 | 115 | 101 | 1000 | 267.51 | 0 | 326.37 | 267.51 | 0 | 58.86 | -0.0025 | -0.00157 | -0.00157 | -0.00157 | -0.00377 |  | 0 | 0 | 0 | 0 | 0
110985 | MATEP 3 | 13.8 | 101 | 1004 | 19.35 | 0 | 19.35 | 19.35 | 0 | 0 | -0.00249 | -0.00157 | -0.00157 | -0.00157 | -0.00376 |  | 0 | 0 | 0 | 0 | 0
111009 | MBTA | 14.4 | 101 | 1002 | 47 | 0 | 47 | 47 | 0 | 0 | -0.00247 | -0.00156 | -0.00156 | -0.00156 | -0.00372 |  | 0 | 0 | 0 | 0 | 0
113894 | STERLING T2 | 13.8 | 101 | 1210 | 0 | 0 | 0 | 0 | 0 | 0 | -0.00536 | 0.00036 | 0.00036 | 0.00036 | -0.00369 |  | 0 | 0 | 0 | 0 | 0
993285 | SUN_LITCHF~1 | 115 | 101 | 1110 | 0 | 0 | 0 | 0 | 0 | 0 | -0.00554 | 0.00084 | 0.00084 | 0.00084 | -0.00367 |  | 0 | 0 | 0 | 0 | 0
111028 | FRAMINGHAM | 13.8 | 101 | 1002 | 42.3 | 0 | 42.3 | 42.3 | 0 | 0 | -0.00379 | -0.00267 | -0.00267 | -0.00267 | -0.00359 |  | 0 | 0 | 0 | 0 | 0
993037 | SUN_LASHAW~1 | 69 | 101 | 1100 | 18.09 | 0 | 26.15 | 18.09 | 0 | 8.06 | -0.00783 | -0.00019 | -0.00019 | -0.00019 | -0.00354 |  | 0 | 0 | 0 | 0 | 0
113889 | PRINCETON | 13.8 | 101 | 1208 | 0 | 0 | 0 | 0 | 0 | 0 | -0.00738 | 0.00251 | 0.00251 | 0.00251 | -0.00346 |  | 0 | 0 | 0 | 0 | 0
990898 | SUN BAT_CA~1 | 115 | 101 | 1020 | 8.8 | 0 | 8.8 | 8.8 | 0 | 0 | -0.00305 | -0.0022 | -0.0022 | -0.0022 | -0.00314 |  | 0 | 0 | 0 | 0 | 0
993342 | SUN_CRYSTA~1 | 69 | 101 | 1110 | 0 | 0 | 0 | 0 | 0 | 0 | -0.00923 | 0.00492 | 0.00492 | 0.00492 | -0.00312 |  | 0 | 0 | 0 | 0 | 0
993038 | SUN_ROYALS~1 | 69 | 101 | 1100 | 2.5 | 0 | 2.5 | 2.5 | 0 | 0 | -0.00991 | 0.0058 | 0.0058 | 0.0058 | -0.00299 |  | 0 | 0 | 0 | 0 | 0
111092 | EDGAR ST | 18 | 101 | 1023 | 0 | 0 | 0 | 0 | 0 | 0 | -0.00262 | -0.00187 | -0.00187 | -0.00187 | -0.00291 |  | 0 | 0 | 0 | 0 | 0
111093 | EDGAR GT1 | 16 | 101 | 1023 | 0 | 0 | 0 | 0 | 0 | 0 | -0.00262 | -0.00187 | -0.00187 | -0.00187 | -0.00291 |  | 0 | 0 | 0 | 0 | 0
111097 | EDGAR GT2 | 16 | 101 | 1023 | 0 | 0 | 0 | 0 | 0 | 0 | -0.00262 | -0.00187 | -0.00187 | -0.00187 | -0.00291 |  | 0 | 0 | 0 | 0 | 0
111722 | TA WATSON 1 | 13.8 | 101 | 1063 | 0 | 0 | 0 | 0 | 0 | 0 | -0.00262 | -0.00187 | -0.00187 | -0.00187 | -0.00291 |  | 0 | 0 | 0 | 0 | 0
111723 | TA WATSON 2 | 13.8 | 101 | 1063 | 0 | 0 | 0 | 0 | 0 | 0 | -0.00262 | -0.00187 | -0.00187 | -0.00187 | -0.00291 |  | 0 | 0 | 0 | 0 | 0
111728 | POTTER 2 CT | 13.8 | 101 | 1063 | 0 | 0 | 0 | 0 | 0 | 0 | -0.00262 | -0.00187 | -0.00187 | -0.00187 | -0.00291 |  | 0 | 0 | 0 | 0 | 0
111729 | POTTER 2 ST | 13.8 | 101 | 1063 | 0 | 0 | 0 | 0 | 0 | 0 | -0.00262 | -0.00187 | -0.00187 | -0.00187 | -0.00291 |  | 0 | 0 | 0 | 0 | 0
990901 | DFO NG_EDGAR | 115 | 101 | 1020 | 0 | 0 | 0 | 0 | 0 | 0 | -0.00262 | -0.00187 | -0.00187 | -0.00187 | -0.00291 |  | 0 | 0 | 0 | 0 | 0
113389 | SNOW STREET2 | 13.2 | 101 | 1110 | 0 | 0 | 0 | 0 | 0 | 0 | -0.00187 | -0.00184 | -0.00184 | -0.00184 | -0.00287 |  | 0 | 0 | 0 | 0 | 0
113405 | MILLENIUM CT | 16 | 101 | 1110 | 0 | 0 | 0 | 0 | 0 | 0 | -0.00187 | -0.00184 | -0.00184 | -0.00184 | -0.00287 |  | 0 | 0 | 0 | 0 | 0
113406 | MILLENIUM ST | 13.8 | 101 | 1110 | 0 | 0 | 0 | 0 | 0 | 0 | -0.00187 | -0.00184 | -0.00184 | -0.00184 | -0.00287 |  | 0 | 0 | 0 | 0 | 0
993295 | SUN_SNOW S~1 | 115 | 101 | 1110 | 0 | 0 | 0 | 0 | 0 | 0 | -0.00187 | -0.00184 | -0.00184 | -0.00184 | -0.00287 |  | 0 | 0 | 0 | 0 | 0
994757 | BAT_S WREN~1 | 115 | 101 | 1140 | 0 | 0 | 0 | 0 | 0 | 0 | -0.00295 | -0.00219 | -0.00219 | -0.00219 | -0.00284 |  | 0 | 0 | 0 | 0 | 0
110950 | W MEDWAY J2 | 13.8 | 101 | 1023 | 0 | 0 | 0 | 0 | 0 | 0 | -0.00207 | -0.00142 | -0.00142 | -0.00142 | -0.00269 |  | 0 | 0 | 0 | 0 | 0
110951 | W MEDWAY JET | 13.8 | 101 | 1023 | 0 | 0 | 0 | 0 | 0 | 0 | -0.00207 | -0.00142 | -0.00142 | -0.00142 | -0.00269 |  | 0 | 0 | 0 | 0 | 0
993300 | SUN_W CHAR~1 | 115 | 101 | 1110 | 0 | 0 | 0 | 0 | 0 | 0 | -0.00145 | -0.00151 | -0.00151 | -0.00151 | -0.00261 |  | 0 | 0 | 0 | 0 | 0
990783 | WND_PILGRIM | 345 | 101 | 1020 | 0 | 0 | 0 | 0 | 0 | 0 | -0.00205 | -0.00144 | -0.00144 | -0.00144 | -0.00258 |  | 0 | 0 | 0 | 0 | 0
991136 | SUN_KINGST~1 | 115 | 101 | 1030 | 2.76 | 0 | 2.76 | 2.76 | 0 | 0 | -0.0021 | -0.00148 | -0.00148 | -0.00148 | -0.00258 |  | 0 | 0 | 0 | 0 | 0
991144 | BAT_BROOK ~1 | 115 | 101 | 1030 | 209.96 | 0 | 209.96 | 209.96 | 0 | 0 | -0.00209 | -0.00148 | -0.00148 | -0.00148 | -0.00258 |  | 0 | 0 | 0 | 0 | 0
991171 | SUN BAT_WE~1 | 23 | 101 | 1032 | 0 | 0 | 0 | 0 | 0 | 0 | -0.00209 | -0.00148 | -0.00148 | -0.00148 | -0.00258 |  | 0 | 0 | 0 | 0 | 0
111251 | CANAL G1 | 18 | 101 | 1043 | 0 | 0 | 0 | 0 | 0 | 0 | -0.00205 | -0.00144 | -0.00144 | -0.00144 | -0.00257 |  | 0 | 0 | 0 | 0 | 0
111252 | CANAL G2 | 18 | 101 | 1043 | 141.02 | 0 | 576.37 | 141.02 | 0 | 435.35 | -0.00205 | -0.00144 | -0.00144 | -0.00144 | -0.00257 |  | 0 | 0 | 0 | 0 | 0
111256 | CANAL 3 CTG | 25 | 101 | 1043 | 333 | 0 | 333 | 333 | 0 | 0 | -0.00205 | -0.00144 | -0.00144 | -0.00144 | -0.00257 |  | 0 | 0 | 0 | 0 | 0
993031 | SUN_WARE | 69 | 101 | 1100 | 60.61 | 0 | 85.08 | 60.61 | 0 | 24.47 | -0.00696 | 0.00231 | 0.00231 | 0.00231 | -0.00256 |  | 0 | 0 | 0 | 0 | 0
111248 | WEST TISBURY | 14.4 | 101 | 1044 | 0 | 0 | 0 | 0 | 0 | 0 | -0.00204 | -0.00144 | -0.00144 | -0.00144 | -0.00255 |  | 0 | 0 | 0 | 0 | 0
111253 | OAK BLUFFS | 23 | 101 | 1043 | 0 | 0 | 0 | 0 | 0 | 0 | -0.00204 | -0.00144 | -0.00144 | -0.00144 | -0.00255 |  | 0 | 0 | 0 | 0 | 0
991204 | SUN BAT_FA~1 | 115 | 101 | 1040 | 0 | 0 | 0 | 0 | 0 | 0 | -0.00204 | -0.00144 | -0.00144 | -0.00144 | -0.00255 |  | 0 | 0 | 0 | 0 | 0
991215 | SUN BAT_MA~1 | 115 | 101 | 1040 | 0 | 0 | 0 | 0 | 0 | 0 | -0.00204 | -0.00143 | -0.00143 | -0.00143 | -0.00255 |  | 0 | 0 | 0 | 0 | 0
991245 | SUN BAT_SA~1 | 115 | 101 | 1040 | 0 | 0 | 0 | 0 | 0 | 0 | -0.00204 | -0.00144 | -0.00144 | -0.00144 | -0.00255 |  | 0 | 0 | 0 | 0 | 0
111202 | BARNSTABLE | 115 | 101 | 1040 | 0 | 0 | 0 | 0 | 0 | 0 | -0.00204 | -0.00143 | -0.00143 | -0.00143 | -0.00254 |  | 0 | 0 | 0 | 0 | 0
111346 | QP624_SC2 | 33 | 101 | 1040 | 0 | 0 | 0 | 0 | 0 | 0 | -0.00204 | -0.00143 | -0.00143 | -0.00143 | -0.00254 |  | 0 | 0 | 0 | 0 | 0
111347 | QP624_SC1 | 33 | 101 | 1040 | 0 | 0 | 0 | 0 | 0 | 0 | -0.00204 | -0.00143 | -0.00143 | -0.00143 | -0.00254 |  | 0 | 0 | 0 | 0 | 0
111365 | QP624-2B | 0.69 | 101 | 1043 | 0 | 0 | 0 | 0 | 0 | 0 | -0.00204 | -0.00143 | -0.00143 | -0.00143 | -0.00254 |  | 0 | 0 | 0 | 0 | 0
111366 | QP624-2A | 0.69 | 101 | 1043 | 0 | 0 | 0 | 0 | 0 | 0 | -0.00204 | -0.00143 | -0.00143 | -0.00143 | -0.00254 |  | 0 | 0 | 0 | 0 | 0
111367 | QP624-1B | 0.69 | 101 | 1043 | 0 | 0 | 0 | 0 | 0 | 0 | -0.00204 | -0.00143 | -0.00143 | -0.00143 | -0.00254 |  | 0 | 0 | 0 | 0 | 0
111368 | QP624-1A | 0.69 | 101 | 1043 | 0 | 0 | 0 | 0 | 0 | 0 | -0.00204 | -0.00143 | -0.00143 | -0.00143 | -0.00254 |  | 0 | 0 | 0 | 0 | 0
115978 | BUNKER CTG | 13.2 | 101 | 1170 | 0 | 0 | 0 | 0 | 0 | 0 | -0.00204 | -0.00143 | -0.00143 | -0.00143 | -0.00254 |  | 0 | 0 | 0 | 0 | 0
115979 | BUNKER BESS | 0.4 | 101 | 1170 | 0 | 0 | 0 | 0 | 0 | 0 | -0.00204 | -0.00143 | -0.00143 | -0.00143 | -0.00254 |  | 0 | 0 | 0 | 0 | 0
991133 | BAT_CARVER | 345 | 101 | 1030 | 150 | 0 | 150 | 150 | 0 | 0 | -0.00202 | -0.00142 | -0.00142 | -0.00142 | -0.00254 |  | 0 | 0 | 0 | 0 | 0
991134 | WND_W BARN~1 | 345 | 101 | 1030 | 0 | 0 | 0 | 0 | 0 | 0 | -0.00203 | -0.00142 | -0.00142 | -0.00142 | -0.00254 |  | 0 | 0 | 0 | 0 | 0
991135 | WND_W BARN~1 | 115 | 101 | 1040 | 0 | 0 | 0 | 0 | 0 | 0 | -0.00204 | -0.00143 | -0.00143 | -0.00143 | -0.00254 |  | 0 | 0 | 0 | 0 | 0
991156 | SUN BAT_VA~1 | 115 | 101 | 1030 | 9.98 | 0 | 9.98 | 9.98 | 0 | 0 | -0.00205 | -0.00144 | -0.00144 | -0.00144 | -0.00254 |  | 0 | 0 | 0 | 0 | 0
991202 | WND_BARNST~1 | 115 | 101 | 1040 | 0 | 0 | 0 | 0 | 0 | 0 | -0.00204 | -0.00143 | -0.00143 | -0.00143 | -0.00254 |  | 0 | 0 | 0 | 0 | 0
991207 | SUN BAT_HA~1 | 115 | 101 | 1040 | 0 | 0 | 0 | 0 | 0 | 0 | -0.00204 | -0.00143 | -0.00143 | -0.00143 | -0.00254 |  | 0 | 0 | 0 | 0 | 0
111181 | BW-PV_1 | 0.4 | 101 | 1032 | 0 | 0 | 0 | 0 | 0 | 0 | -0.00205 | -0.00145 | -0.00145 | -0.00145 | -0.00253 |  | 0 | 0 | 0 | 0 | 0
111182 | BW-PV_2 | 0.4 | 101 | 1032 | 0 | 0 | 0 | 0 | 0 | 0 | -0.00205 | -0.00145 | -0.00145 | -0.00145 | -0.00253 |  | 0 | 0 | 0 | 0 | 0
111183 | BW-PV_3 | 0.4 | 101 | 1032 | 0 | 0 | 0 | 0 | 0 | 0 | -0.00205 | -0.00145 | -0.00145 | -0.00145 | -0.00253 |  | 0 | 0 | 0 | 0 | 0
991152 | BAT_WAREHA~1 | 115 | 101 | 1030 | 244.22 | 0 | 348.18 | 244.22 | 0 | 103.96 | -0.00205 | -0.00145 | -0.00145 | -0.00145 | -0.00253 |  | 0 | 0 | 0 | 0 | 0
991155 | SUN_WAREHA~1 | 115 | 101 | 1030 | 9.5 | 0 | 9.5 | 9.5 | 0 | 0 | -0.00205 | -0.00145 | -0.00145 | -0.00145 | -0.00253 |  | 0 | 0 | 0 | 0 | 0
993264 | SUN_MILLBURY | 345 | 101 | 1110 | 0 | 0 | 0 | 0 | 0 | 0 | -0.0017 | -0.00111 | -0.00111 | -0.00111 | -0.00253 |  | 0 | 0 | 0 | 0 | 0
111188 | SEMASS G1 | 13.8 | 101 | 1033 | 0 | 0 | 0 | 0 | 0 | 0 | -0.00205 | -0.00145 | -0.00145 | -0.00145 | -0.00252 |  | 0 | 0 | 0 | 0 | 0
111189 | SEMASS G2 | 13.8 | 101 | 1033 | 0 | 0 | 0 | 0 | 0 | 0 | -0.00205 | -0.00145 | -0.00145 | -0.00145 | -0.00252 |  | 0 | 0 | 0 | 0 | 0
991141 | SUN BAT_TR~1 | 115 | 101 | 1030 | 12.69 | 0 | 33.74 | 12.69 | 0 | 21.05 | -0.00205 | -0.00145 | -0.00145 | -0.00145 | -0.00252 |  | 0 | 0 | 0 | 0 | 0
997349 | SUN_WOONSO~1 | 115 | 101 | 1410 | 0 | 0 | 0 | 0 | 0 | 0 | -0.00309 | -0.00244 | -0.00244 | -0.00244 | -0.0025 |  | 0 | 0 | 0 | 0 | 0
991140 | SUN BAT_RO~1 | 115 | 101 | 1030 | 24.62 | 0 | 24.62 | 24.62 | 0 | 0 | -0.00205 | -0.00146 | -0.00146 | -0.00146 | -0.00248 |  | 0 | 0 | 0 | 0 | 0
991271 | SUN BAT_CR~2 | 115 | 101 | 1050 | 27.96 | 0 | 27.96 | 27.96 | 0 | 0 | -0.00205 | -0.00147 | -0.00147 | -0.00147 | -0.00246 |  | 0 | 0 | 0 | 0 | 0
991272 | SUN BAT_AR~1 | 115 | 101 | 1050 | 7 | 0 | 7 | 7 | 0 | 0 | -0.00205 | -0.00147 | -0.00147 | -0.00147 | -0.00245 |  | 0 | 0 | 0 | 0 | 0
991273 | SUN BAT_WI~1 | 115 | 101 | 1050 | 28.43 | 0 | 28.43 | 28.43 | 0 | 0 | -0.00205 | -0.00147 | -0.00147 | -0.00147 | -0.00245 |  | 0 | 0 | 0 | 0 | 0
115689 | CLEARY G8-9A | 13.8 | 101 | 1254 | 46.82 | 0 | 46.82 | 46.82 | 0 | 0 | -0.00206 | -0.00151 | -0.00151 | -0.00151 | -0.00238 |  | 0 | 0 | 0 | 0 | 0
115690 | CLEARY G9 | 13.8 | 101 | 1254 | 84.18 | 0 | 84.18 | 84.18 | 0 | 0 | -0.00206 | -0.00151 | -0.00151 | -0.00151 | -0.00238 |  | 0 | 0 | 0 | 0 | 0
991268 | SUN BAT_IN~1 | 115 | 101 | 1050 | 40.45 | 0 | 40.45 | 40.45 | 0 | 0 | -0.00205 | -0.00149 | -0.00149 | -0.00149 | -0.00238 |  | 0 | 0 | 0 | 0 | 0
990770 | BAT_W MEDW~1 | 345 | 101 | 1020 | 250 | 0 | 250 | 250 | 0 | 0 | -0.00179 | -0.00125 | -0.00125 | -0.00125 | -0.00236 |  | 0 | 0 | 0 | 0 | 0
111316 | DARTMTH PWRA | 13.8 | 101 | 1053 | 0 | 0 | 0 | 0 | 0 | 0 | -0.00205 | -0.0015 | -0.0015 | -0.0015 | -0.00235 |  | 0 | 0 | 0 | 0 | 0
111317 | DARTMTH PWRB | 13.8 | 101 | 1053 | 0 | 0 | 0 | 0 | 0 | 0 | -0.00205 | -0.0015 | -0.0015 | -0.0015 | -0.00235 |  | 0 | 0 | 0 | 0 | 0
115742 | DIGHTON PWR | 22 | 101 | 1160 | 168 | 0 | 168 | 168 | 0 | 0 | -0.00206 | -0.00151 | -0.00151 | -0.00151 | -0.00235 |  | 0 | 0 | 0 | 0 | 0
991265 | SUN BAT_FI~1 | 115 | 101 | 1050 | 0 | 0 | 0 | 0 | 0 | 0 | -0.00205 | -0.0015 | -0.0015 | -0.0015 | -0.00235 |  | 0 | 0 | 0 | 0 | 0
991267 | BAT_CROSS ~1 | 115 | 101 | 1050 | 129.81 | 0 | 246 | 129.81 | 0 | 116.19 | -0.00205 | -0.0015 | -0.0015 | -0.0015 | -0.00235 |  | 0 | 0 | 0 | 0 | 0
991275 | SUN BAT_CR~1 | 115 | 101 | 1050 | 14.5 | 0 | 14.5 | 14.5 | 0 | 0 | -0.00205 | -0.0015 | -0.0015 | -0.0015 | -0.00235 |  | 0 | 0 | 0 | 0 | 0
114861 | ANP BLLNGHM1 | 21 | 101 | 1140 | 0 | 0 | 0 | 0 | 0 | 0 | -0.00181 | -0.00127 | -0.00127 | -0.00127 | -0.00234 |  | 0 | 0 | 0 | 0 | 0
114862 | ANP BLLNGHM2 | 21 | 101 | 1140 | 0 | 0 | 0 | 0 | 0 | 0 | -0.00181 | -0.00127 | -0.00127 | -0.00127 | -0.00234 |  | 0 | 0 | 0 | 0 | 0
993034 | SUN_BELCHE~1 | 69 | 101 | 1100 | 17.93 | 0 | 17.93 | 17.93 | 0 | 0 | -0.00913 | 0.00507 | 0.00507 | 0.00507 | -0.00233 |  | 0 | 0 | 0 | 0 | 0
991378 | SUN BAT_BE~1 | 115 | 101 | 1050 | 279.36 | 0 | 880 | 279.36 | 0 | 600.64 | -0.00205 | -0.00152 | -0.00152 | -0.00152 | -0.00228 |  | 0 | 0 | 0 | 0 | 0
117434 | TIVERTON GT | 18 | 101 | 1410 | 0 | 0 | 0 | 0 | 0 | 0 | -0.00205 | -0.00152 | -0.00152 | -0.00152 | -0.00226 |  | 0 | 0 | 0 | 0 | 0
117435 | TIVERTON ST | 13.8 | 101 | 1410 | 0 | 0 | 0 | 0 | 0 | 0 | -0.00205 | -0.00152 | -0.00152 | -0.00152 | -0.00226 |  | 0 | 0 | 0 | 0 | 0
997357 | SUN_Tiverton | 115 | 101 | 1410 | 0 | 0 | 0 | 0 | 0 | 0 | -0.00205 | -0.00152 | -0.00152 | -0.00152 | -0.00226 |  | 0 | 0 | 0 | 0 | 0
998179 | NG_NAVY TAP | 69 | 101 | 1420 | 6.27 | 0 | 6.27 | 6.27 | 0 | 0 | -0.00205 | -0.00152 | -0.00152 | -0.00152 | -0.00226 |  | 0 | 0 | 0 | 0 | 0
998187 | SUN_JEPSON | 13.8 | 101 | 1420 | 20.97 | 0 | 20.97 | 20.97 | 0 | 0 | -0.00205 | -0.00152 | -0.00152 | -0.00152 | -0.00226 |  | 0 | 0 | 0 | 0 | 0
997005 | BAT_W FARN~1 | 115 | 101 | 1400 | 0 | 0 | 0 | 0 | 0 | 0 | -0.00266 | -0.0021 | -0.0021 | -0.0021 | -0.00225 |  | 0 | 0 | 0 | 0 | 0
997012 | SUN_NASONV~1 | 115 | 101 | 1400 | 0 | 0 | 0 | 0 | 0 | 0 | -0.00266 | -0.0021 | -0.0021 | -0.0021 | -0.00225 |  | 0 | 0 | 0 | 0 | 0
113101 | DEERFIELD 5G | 13.8 | 101 | 1100 | 0 | 0 | 0 | 0 | 0 | 0 | -0.03279 | 0.0377 | 0.0377 | 0.0377 | -0.00223 |  | 0 | 0 | 0 | 0 | 0
113102 | FIFE BROOK | 13.8 | 101 | 1100 | 9.9 | 0 | 9.9 | 9.9 | 0 | 0 | -0.03279 | 0.0377 | 0.0377 | 0.0377 | -0.00223 |  | 0 | 0 | 0 | 0 | 0
109529 | VERNON HYD A | 2.4 | 101 | 1100 | 0 | 0 | 0 | 0 | 0 | 0 | -0.01465 | 0.01198 | 0.01198 | 0.01198 | -0.00213 |  | 0 | 0 | 0 | 0 | 0
109530 | VERNON HYD B | 2.4 | 101 | 1100 | 0 | 0 | 0 | 0 | 0 | 0 | -0.01465 | 0.01198 | 0.01198 | 0.01198 | -0.00213 |  | 0 | 0 | 0 | 0 | 0
109531 | VERNON HY T1 | 13.8 | 101 | 1100 | 0 | 0 | 0 | 0 | 0 | 0 | -0.01465 | 0.01198 | 0.01198 | 0.01198 | -0.00213 |  | 0 | 0 | 0 | 0 | 0
109532 | VERNON HY T2 | 13.8 | 101 | 1100 | 0 | 0 | 0 | 0 | 0 | 0 | -0.01465 | 0.01198 | 0.01198 | 0.01198 | -0.00213 |  | 0 | 0 | 0 | 0 | 0
994734 | WND_BRAYTN~1 | 345 | 101 | 1140 | 0 | 0 | 0 | 0 | 0 | 0 | -0.00171 | -0.00128 | -0.00128 | -0.00128 | -0.002 |  | 0 | 0 | 0 | 0 | 0
997346 | SUN_WOLF H~1 | 115 | 101 | 1410 | 0 | 0 | 0 | 0 | 0 | 0 | -0.00223 | -0.00177 | -0.00177 | -0.00177 | -0.002 |  | 0 | 0 | 0 | 0 | 0
993029 | SUN_SHUTES~1 | 69 | 101 | 1100 | 19.99 | 0 | 19.99 | 19.99 | 0 | 0 | -0.01281 | 0.00975 | 0.00975 | 0.00975 | -0.00196 |  | 0 | 0 | 0 | 0 | 0
997353 | SUN_PUTNAM~1 | 115 | 101 | 1410 | 0 | 0 | 0 | 0 | 0 | 0 | -0.00215 | -0.00171 | -0.00171 | -0.00171 | -0.00196 |  | 0 | 0 | 0 | 0 | 0
111084 | NEA BELL GT1 | 13.8 | 101 | 1023 | 0 | 0 | 0 | 0 | 0 | 0 | -0.00145 | -0.00105 | -0.00105 | -0.00105 | -0.00195 |  | 0 | 0 | 0 | 0 | 0
111085 | NEA BELL GT2 | 13.8 | 101 | 1023 | 0 | 0 | 0 | 0 | 0 | 0 | -0.00145 | -0.00105 | -0.00105 | -0.00105 | -0.00195 |  | 0 | 0 | 0 | 0 | 0
111086 | NEA BELL ST1 | 13.8 | 101 | 1023 | 0 | 0 | 0 | 0 | 0 | 0 | -0.00145 | -0.00105 | -0.00105 | -0.00105 | -0.00195 |  | 0 | 0 | 0 | 0 | 0
117426 | MANCHSTR 09A | 13.8 | 101 | 1410 | 106.94 | 0 | 106.94 | 106.94 | 0 | 0 | -0.0019 | -0.0015 | -0.0015 | -0.0015 | -0.00184 |  | 0 | 0 | 0 | 0 | 0
117427 | MANCHSTR 10A | 13.8 | 101 | 1410 | 109.03 | 0 | 109.03 | 109.03 | 0 | 0 | -0.0019 | -0.0015 | -0.0015 | -0.0015 | -0.00184 |  | 0 | 0 | 0 | 0 | 0
117428 | MANCHSTR 11A | 13.8 | 101 | 1410 | 107.53 | 0 | 107.53 | 107.53 | 0 | 0 | -0.0019 | -0.0015 | -0.0015 | -0.0015 | -0.00184 |  | 0 | 0 | 0 | 0 | 0
117431 | FRNKLNSQ SC1 | 11.5 | 101 | 1410 | 47.06 | 0 | 47.06 | 47.06 | 0 | 0 | -0.0019 | -0.0015 | -0.0015 | -0.0015 | -0.00184 |  | 0 | 0 | 0 | 0 | 0
117432 | FRNKLNSQ SC2 | 11.5 | 101 | 1410 | 47.97 | 0 | 47.97 | 47.97 | 0 | 0 | -0.0019 | -0.0015 | -0.0015 | -0.0015 | -0.00184 |  | 0 | 0 | 0 | 0 | 0
117433 | FRNKLNSQ SC3 | 11.5 | 101 | 1410 | 49.47 | 0 | 49.47 | 49.47 | 0 | 0 | -0.0019 | -0.0015 | -0.0015 | -0.0015 | -0.00184 |  | 0 | 0 | 0 | 0 | 0
111095 | ANP BLKSTN 1 | 21 | 101 | 1023 | 0 | 0 | 0 | 0 | 0 | 0 | -0.00128 | -0.00095 | -0.00095 | -0.00095 | -0.00176 |  | 0 | 0 | 0 | 0 | 0
111096 | ANP BLKSTN 2 | 21 | 101 | 1023 | 0 | 0 | 0 | 0 | 0 | 0 | -0.00128 | -0.00095 | -0.00095 | -0.00095 | -0.00176 |  | 0 | 0 | 0 | 0 | 0
997311 | SUN_JOHNST~1 | 115 | 101 | 1410 | 0 | 0 | 0 | 0 | 0 | 0 | -0.00182 | -0.00145 | -0.00145 | -0.00145 | -0.00175 |  | 0 | 0 | 0 | 0 | 0
117436 | RISE CT1 | 18 | 101 | 1410 | 183.1 | 0 | 183.1 | 183.1 | 0 | 0 | -0.00177 | -0.00141 | -0.00141 | -0.00141 | -0.00171 |  | 0 | 0 | 0 | 0 | 0
117437 | RISE ST | 18 | 101 | 1410 | 185.48 | 0 | 185.48 | 185.48 | 0 | 0 | -0.00177 | -0.00141 | -0.00141 | -0.00141 | -0.00171 |  | 0 | 0 | 0 | 0 | 0
117438 | RISE CT2 | 18 | 101 | 1410 | 183.1 | 0 | 183.1 | 183.1 | 0 | 0 | -0.00177 | -0.00141 | -0.00141 | -0.00141 | -0.00171 |  | 0 | 0 | 0 | 0 | 0
116417 | STONY BRK 1A | 13.8 | 101 | 1333 | 103.17 | 0 | 103.17 | 103.17 | 0 | 0 | 0.00328 | 0.00082 | 0.00082 | 0.00082 | -0.00169 |  | 0 | 0 | 0 | 0 | 0
116418 | STONY BRK 1B | 13.8 | 101 | 1333 | 101.67 | 0 | 101.67 | 101.67 | 0 | 0 | 0.00328 | 0.00082 | 0.00082 | 0.00082 | -0.00169 |  | 0 | 0 | 0 | 0 | 0
116419 | STONY BRK 1C | 13.8 | 101 | 1333 | 103.17 | 0 | 103.17 | 103.17 | 0 | 0 | 0.00328 | 0.00082 | 0.00082 | 0.00082 | -0.00169 |  | 0 | 0 | 0 | 0 | 0
116420 | STONY BRK 1S | 13.8 | 101 | 1333 | 21.31 | 0 | 82.36 | 21.31 | 0 | 61.05 | 0.00328 | 0.00082 | 0.00082 | 0.00082 | -0.00169 |  | 0 | 0 | 0 | 0 | 0
116421 | STONY BRK 2A | 13.8 | 101 | 1333 | 0 | 0 | 0 | 0 | 0 | 0 | 0.00328 | 0.00082 | 0.00082 | 0.00082 | -0.00169 |  | 0 | 0 | 0 | 0 | 0
116422 | STONY BRK 2B | 13.8 | 101 | 1333 | 0 | 0 | 0 | 0 | 0 | 0 | 0.00328 | 0.00082 | 0.00082 | 0.00082 | -0.00169 |  | 0 | 0 | 0 | 0 | 0
117446 | J LANDFIL P2 | 4.2 | 101 | 1410 | 0 | 0 | 0 | 0 | 0 | 0 | -0.00174 | -0.0014 | -0.0014 | -0.0014 | -0.00169 |  | 0 | 0 | 0 | 0 | 0
117501 | J_LANDF_L | 0.6 | 101 | 1410 | 0 | 0 | 0 | 0 | 0 | 0 | -0.00174 | -0.0014 | -0.0014 | -0.0014 | -0.00169 |  | 0 | 0 | 0 | 0 | 0
996045 | BAT_LUDLOW | 345 | 101 | 1330 | 0 | 0 | 0 | 0 | 0 | 0 | 0.00328 | 0.00082 | 0.00082 | 0.00082 | -0.00169 |  | 0 | 0 | 0 | 0 | 0
117455 | RIDGEWOOD LD | 13.8 | 101 | 1410 | 0 | 0 | 0 | 0 | 0 | 0 | -0.00171 | -0.00137 | -0.00137 | -0.00137 | -0.00167 |  | 0 | 0 | 0 | 0 | 0
117505 | S-SKY-WCR_L | 0.48 | 101 | 1410 | 0 | 0 | 0 | 0 | 0 | 0 | -0.00147 | -0.0012 | -0.0012 | -0.0012 | -0.00149 |  | 0 | 0 | 0 | 0 | 0
997342 | SUN_W CRAN~1 | 115 | 101 | 1410 | 0 | 0 | 0 | 0 | 0 | 0 | -0.00147 | -0.0012 | -0.0012 | -0.0012 | -0.00149 |  | 0 | 0 | 0 | 0 | 0
113098 | DEERFIELD 2G | 2.4 | 101 | 1100 | 0 | 0 | 0 | 0 | 0 | 0 | -0.01797 | 0.01633 | 0.01633 | 0.01633 | -0.00142 |  | 0 | 0 | 0 | 0 | 0
117503 | S-SKY-2228_L | 0.48 | 101 | 1410 | 0 | 0 | 0 | 0 | 0 | 0 | -0.00136 | -0.00111 | -0.00111 | -0.00111 | -0.00141 |  | 0 | 0 | 0 | 0 | 0
117514 | HOPE_0.385KV | 0.38 | 101 | 1410 | 0 | 0 | 0 | 0 | 0 | 0 | -0.00136 | -0.00111 | -0.00111 | -0.00111 | -0.00141 |  | 0 | 0 | 0 | 0 | 0
113099 | DEERFIELD 3G | 2.4 | 101 | 1100 | 0 | 0 | 0 | 0 | 0 | 0 | -0.01864 | 0.01718 | 0.01718 | 0.01718 | -0.00136 |  | 0 | 0 | 0 | 0 | 0
997463 | SUN_NEW LO~1 | 115 | 101 | 1410 | 0 | 0 | 0 | 0 | 0 | 0 | -0.00123 | -0.00102 | -0.00102 | -0.00102 | -0.00131 |  | 0 | 0 | 0 | 0 | 0
113100 | DEERFIELD 4G | 2.4 | 101 | 1100 | 0 | 0 | 0 | 0 | 0 | 0 | -0.01917 | 0.01786 | 0.01786 | 0.01786 | -0.0013 |  | 0 | 0 | 0 | 0 | 0
117485 | RI_WED_GEN | 0.6 | 101 | 1410 | 0 | 0 | 0 | 0 | 0 | 0 | -0.00109 | -0.00092 | -0.00092 | -0.00092 | -0.00121 |  | 0 | 0 | 0 | 0 | 0
117486 | RI WED G2 | 0.6 | 101 | 1410 | 0 | 0 | 0 | 0 | 0 | 0 | -0.00109 | -0.00092 | -0.00092 | -0.00092 | -0.00121 |  | 0 | 0 | 0 | 0 | 0
997327 | SUN_DRUMROCK | 115 | 101 | 1410 | 0 | 0 | 0 | 0 | 0 | 0 | -0.00106 | -0.0009 | -0.0009 | -0.0009 | -0.00118 |  | 0 | 0 | 0 | 0 | 0
113128 | WARREN_A | 0.34 | 101 | 1100 | 0 | 0 | 0 | 0 | 0 | 0 | 0.00086 | 0.00033 | 0.00033 | 0.00033 | -0.00116 |  | 0 | 0 | 0 | 0 | 0
113129 | WARREN_B | 0.34 | 101 | 1100 | 0 | 0 | 0 | 0 | 0 | 0 | 0.00086 | 0.00033 | 0.00033 | 0.00033 | -0.00116 |  | 0 | 0 | 0 | 0 | 0
113130 | WARREN_C | 0.36 | 101 | 1100 | 0 | 0 | 0 | 0 | 0 | 0 | 0.00086 | 0.00033 | 0.00033 | 0.00033 | -0.00116 |  | 0 | 0 | 0 | 0 | 0
993004 | SUN_LITL R~1 | 115 | 101 | 1100 | 24.91 | 0 | 24.91 | 24.91 | 0 | 0 | 0.00086 | 0.00033 | 0.00033 | 0.00033 | -0.00116 |  | 0 | 0 | 0 | 0 | 0
997332 | SUN_KENT C~1 | 115 | 101 | 1410 | 0 | 0 | 0 | 0 | 0 | 0 | -0.00099 | -0.00084 | -0.00084 | -0.00084 | -0.00113 |  | 0 | 0 | 0 | 0 | 0
997385 | SUN_KENT C~1 | 34.5 | 101 | 1410 | 0 | 0 | 0 | 0 | 0 | 0 | -0.00099 | -0.00085 | -0.00085 | -0.00085 | -0.00113 |  | 0 | 0 | 0 | 0 | 0
117029 | OCEAN ST GT1 | 13.8 | 101 | 1400 | 77.46 | 0 | 77.46 | 77.46 | 0 | 0 | -0.00057 | -0.00053 | -0.00053 | -0.00053 | -0.00092 |  | 0 | 0 | 0 | 0 | 0
117030 | OCEAN ST GT2 | 13.8 | 101 | 1400 | 77.46 | 0 | 77.46 | 77.46 | 0 | 0 | -0.00057 | -0.00053 | -0.00053 | -0.00053 | -0.00092 |  | 0 | 0 | 0 | 0 | 0
117031 | OCEAN ST ST1 | 13.8 | 101 | 1400 | 117.42 | 0 | 117.42 | 117.42 | 0 | 0 | -0.00057 | -0.00053 | -0.00053 | -0.00053 | -0.00092 |  | 0 | 0 | 0 | 0 | 0
117032 | OCEAN ST GT3 | 13.8 | 101 | 1400 | 78.17 | 0 | 78.17 | 78.17 | 0 | 0 | -0.00057 | -0.00053 | -0.00053 | -0.00053 | -0.00092 |  | 0 | 0 | 0 | 0 | 0
117033 | OCEAN ST GT4 | 13.8 | 101 | 1400 | 78.17 | 0 | 78.17 | 78.17 | 0 | 0 | -0.00057 | -0.00053 | -0.00053 | -0.00053 | -0.00092 |  | 0 | 0 | 0 | 0 | 0
117034 | OCEAN ST ST2 | 13.8 | 101 | 1400 | 118.49 | 0 | 118.49 | 118.49 | 0 | 0 | -0.00057 | -0.00053 | -0.00053 | -0.00053 | -0.00092 |  | 0 | 0 | 0 | 0 | 0
997000 | DFO NG_SHE~1 | 345 | 101 | 1400 | 0 | 0 | 0 | 0 | 0 | 0 | -0.00057 | -0.00053 | -0.00053 | -0.00053 | -0.00092 |  | 0 | 0 | 0 | 0 | 0
997314 | BAT_DAVISV~1 | 115 | 101 | 1410 | 0 | 0 | 0 | 0 | 0 | 0 | -0.00066 | -0.00063 | -0.00063 | -0.00063 | -0.00076 |  | 0 | 0 | 0 | 0 | 0
997368 | SUN_OLD BA~1 | 12.5 | 101 | 1410 | 0 | 0 | 0 | 0 | 0 | 0 | -0.00066 | -0.00063 | -0.00063 | -0.00063 | -0.00076 |  | 0 | 0 | 0 | 0 | 0
993036 | SUN_WILBRA~1 | 69 | 101 | 1100 | 9.7 | 0 | 9.7 | 9.7 | 0 | 0 | 0.00046 | 0.00176 | 0.00176 | 0.00176 | -0.00067 |  | 0 | 0 | 0 | 0 | 0
993047 | SUN_E.LONG~1 | 69 | 101 | 1100 | 8.99 | 0 | 8.99 | 8.99 | 0 | 0 | 0.00046 | 0.00176 | 0.00176 | 0.00176 | -0.00067 |  | 0 | 0 | 0 | 0 | 0
997313 | SUN_TOWER ~1 | 115 | 101 | 1410 | 0 | 0 | 0 | 0 | 0 | 0 | -0.00036 | -0.00043 | -0.00043 | -0.00043 | -0.00041 |  | 0 | 0 | 0 | 0 | 0
997363 | SUN_TOWER ~1 | 12.5 | 101 | 1410 | 0 | 0 | 0 | 0 | 0 | 0 | -0.00036 | -0.00043 | -0.00043 | -0.00043 | -0.00041 |  | 0 | 0 | 0 | 0 | 0
113073 | PALMER | 23 | 101 | 1100 | 0 | 0 | 0 | 0 | 0 | 0 | 0.00248 | 0.00162 | 0.00162 | 0.00162 | -0.00015 |  | 0 | 0 | 0 | 0 | 0
993012 | SUN_PALMER | 115 | 101 | 1100 | 19.2 | 0 | 19.2 | 19.2 | 0 | 0 | 0.00248 | 0.00162 | 0.00162 | 0.00162 | -0.00015 |  | 0 | 0 | 0 | 0 | 0
109517 | SEARS HYDRO | 2.4 | 101 | 1100 | 0 | 0 | 0 | 0 | 0 | 0 | -0.02961 | 0.0355 | 0.0355 | 0.0355 | 0.00023 |  | 0 | 0 | 0 | 0 | 0
117495 | BLK ISL WIND | 0.9 | 101 | 1410 | 0 | 0 | 0 | 0 | 0 | 0 | 0.00022 | -5e-05 | -5e-05 | -5e-05 | 0.00026 |  | 0 | 0 | 0 | 0 | 0
997339 | SUN_W KING~1 | 115 | 101 | 1410 | 0 | 0 | 0 | 0 | 0 | 0 | 0.00022 | -5e-05 | -5e-05 | -5e-05 | 0.00026 |  | 0 | 0 | 0 | 0 | 0
993014 | SUN_THORND~1 | 115 | 101 | 1100 | 17.42 | 0 | 17.42 | 17.42 | 0 | 0 | 0.00404 | 0.00207 | 0.00207 | 0.00207 | 0.00039 |  | 0 | 0 | 0 | 0 | 0
999038 | BAT_KILLIN~1 | 345 | 101 | 1630 | 0 | 0 | 0 | 0 | 0 | 0 | 0.00103 | 0.00047 | 0.00047 | 0.00047 | 0.0008 |  | 0 | 0 | 0 | 0 | 0
121513 | LAKE ROAD_C1 | 21 | 101 | 1633 | 269.79 | 0 | 269.79 | 269.79 | 0 | 0 | 0.00108 | 0.00049 | 0.00049 | 0.00049 | 0.00085 |  | 0 | 0 | 0 | 0 | 0
121514 | LAKE ROAD_C2 | 21 | 101 | 1633 | 275.21 | 0 | 275.21 | 275.21 | 0 | 0 | 0.00108 | 0.00049 | 0.00049 | 0.00049 | 0.00085 |  | 0 | 0 | 0 | 0 | 0
121515 | LAKE ROAD_C3 | 21 | 101 | 1633 | 0.78 | 0 | 279 | 0.78 | 0 | 278.22 | 0.00108 | 0.00049 | 0.00049 | 0.00049 | 0.00085 |  | 0 | 0 | 0 | 0 | 0
997305 | SUN_KENYON | 115 | 101 | 1410 | 0 | 0 | 0 | 0 | 0 | 0 | 0.00077 | 0.00031 | 0.00031 | 0.00031 | 0.0009 |  | 0 | 0 | 0 | 0 | 0
121517 | QP724 CT | 23.5 | 101 | 1633 | 341.24 | 0 | 393.67 | 341.24 | 0 | 52.43 | 0.00125 | 0.0006 | 0.0006 | 0.0006 | 0.00103 |  | 0 | 0 | 0 | 0 | 0
121518 | QP724 ST | 16 | 101 | 1633 | 238.29 | 0 | 238.29 | 238.29 | 0 | 0 | 0.00125 | 0.0006 | 0.0006 | 0.0006 | 0.00103 |  | 0 | 0 | 0 | 0 | 0
993109 | SUN_WEST H~1 | 115 | 101 | 1100 | 3.33 | 0 | 13.17 | 3.33 | 0 | 9.84 | 0.00518 | 0.00266 | 0.00266 | 0.00266 | 0.00123 |  | 0 | 0 | 0 | 0 | 0
117507 | STSK_GEN | 0.55 | 101 | 1410 | 0 | 0 | 0 | 0 | 0 | 0 | 0.00128 | 0.00064 | 0.00064 | 0.00064 | 0.00148 |  | 0 | 0 | 0 | 0 | 0
997348 | SUN_WOOD R~1 | 115 | 101 | 1410 | 0 | 0 | 0 | 0 | 0 | 0 | 0.00128 | 0.00064 | 0.00064 | 0.00064 | 0.00148 |  | 0 | 0 | 0 | 0 | 0
116433 | ORCHARD | 13.8 | 101 | 1332 | 0 | 0 | 0 | 0 | 0 | 0 | 0.0068 | 0.00321 | 0.00321 | 0.00321 | 0.00193 |  | 0 | 0 | 0 | 0 | 0
109296 | SEARS WIND_E | 12.5 | 101 | 704 | 0 | 0 | 0 | 0 | 0 | 0 | -0.02676 | 0.03525 | 0.03525 | 0.03525 | 0.00206 |  | 0 | 0 | 0 | 0 | 0
109297 | SEARS WIND_W | 12.5 | 101 | 704 | 0 | 0 | 0 | 0 | 0 | 0 | -0.02676 | 0.03525 | 0.03525 | 0.03525 | 0.00206 |  | 0 | 0 | 0 | 0 | 0
997458 | SUN_CHASE ~1 | 115 | 101 | 1410 | 0 | 0 | 0 | 0 | 0 | 0 | 0.00179 | 0.00098 | 0.00098 | 0.00098 | 0.00206 |  | 0 | 0 | 0 | 0 | 0
121526 | WOODSHILL_PV | 0.38 | 101 | 1634 | 0 | 0 | 0 | 0 | 0 | 0 | 0.00207 | 0.00115 | 0.00115 | 0.00115 | 0.00208 |  | 0 | 0 | 0 | 0 | 0
121536 | QB_GEN | 0.42 | 101 | 1633 | 0 | 0 | 0 | 0 | 0 | 0 | 0.00208 | 0.00116 | 0.00116 | 0.00116 | 0.0021 |  | 0 | 0 | 0 | 0 | 0
999541 | SUN_BROOKL~1 | 115 | 101 | 1630 | 0 | 0 | 0 | 0 | 0 | 0 | 0.00249 | 0.00143 | 0.00143 | 0.00143 | 0.0026 |  | 0 | 0 | 0 | 0 | 0
999682 | SUN_SHUNCK~1 | 115 | 101 | 1630 | 0 | 0 | 0 | 0 | 0 | 0 | 0.00239 | 0.00138 | 0.00138 | 0.00138 | 0.00276 |  | 0 | 0 | 0 | 0 | 0
121638 | PAWCATCK SLR | 0.6 | 101 | 1634 | 0 | 0 | 0 | 0 | 0 | 0 | 0.00239 | 0.00138 | 0.00138 | 0.00138 | 0.00277 |  | 0 | 0 | 0 | 0 | 0
121841 | NUTMEG_G | 0.42 | 101 | 1653 | 0 | 0 | 0 | 0 | 0 | 0 | 0.00725 | 0.00373 | 0.00373 | 0.00373 | 0.00278 |  | 0 | 0 | 0 | 0 | 0
999993 | SUN_SCITICO | 115 | 101 | 1650 | 0 | 0 | 0 | 0 | 0 | 0 | 0.00725 | 0.00373 | 0.00373 | 0.00373 | 0.00278 |  | 0 | 0 | 0 | 0 | 0
116438 | MONSANTO_C1 | 13.8 | 101 | 1333 | 84.65 | 0 | 84.65 | 84.65 | 0 | 0 | 0.00788 | 0.00382 | 0.00382 | 0.00382 | 0.00283 |  | 0 | 0 | 0 | 0 | 0
116439 | MONSANTO_S1 | 13.8 | 101 | 1333 | 76.01 | 0 | 76.01 | 76.01 | 0 | 0 | 0.00788 | 0.00382 | 0.00382 | 0.00382 | 0.00283 |  | 0 | 0 | 0 | 0 | 0
116440 | MONSANTO_C2 | 13.8 | 101 | 1333 | 84.65 | 0 | 84.65 | 84.65 | 0 | 0 | 0.00788 | 0.00382 | 0.00382 | 0.00382 | 0.00283 |  | 0 | 0 | 0 | 0 | 0
121559 | CONSTITUTION | 0.6 | 101 | 1634 | 0 | 0 | 0 | 0 | 0 | 0 | 0.00317 | 0.00187 | 0.00187 | 0.00187 | 0.00343 |  | 0 | 0 | 0 | 0 | 0
121560 | PLAINFIELD | 13.8 | 101 | 1633 | 0 | 0 | 0 | 0 | 0 | 0 | 0.00318 | 0.00188 | 0.00188 | 0.00188 | 0.00344 |  | 0 | 0 | 0 | 0 | 0
999562 | SUN_FRY BR~1 | 115 | 101 | 1630 | 0 | 0 | 0 | 0 | 0 | 0 | 0.00318 | 0.00188 | 0.00188 | 0.00188 | 0.00344 |  | 0 | 0 | 0 | 0 | 0
113096 | BEARSWAMP 1 | 13.8 | 101 | 1100 | 331.5 | 0 | 331.5 | 331.5 | 0 | 0 | -0.01986 | 0.02444 | 0.02444 | 0.02444 | 0.00346 |  | 0 | 0 | 0 | 0 | 0
113097 | BEARSWAMP 2 | 13.8 | 101 | 1100 | 331.5 | 0 | 331.5 | 331.5 | 0 | 0 | -0.01986 | 0.02444 | 0.02444 | 0.02444 | 0.00346 |  | 0 | 0 | 0 | 0 | 0
993001 | SUN_BEAR S~1 | 230 | 101 | 1100 | 83.71 | 0 | 83.71 | 83.71 | 0 | 0 | -0.01986 | 0.02444 | 0.02444 | 0.02444 | 0.00346 |  | 0 | 0 | 0 | 0 | 0
999116 | SUN_N-BLOO~1 | 345 | 101 | 1670 | 0 | 0 | 0 | 0 | 0 | 0 | 0.00568 | 0.00293 | 0.00293 | 0.00293 | 0.00362 |  | 0 | 0 | 0 | 0 | 0
109403 | DRFLD EAST G | 0.69 | 101 | 704 | 0 | 0 | 0 | 0 | 0 | 0 | -0.02389 | 0.035 | 0.035 | 0.035 | 0.0039 |  | 0 | 0 | 0 | 0 | 0
109404 | DRFLD WEST G | 0.69 | 101 | 704 | 0 | 0 | 0 | 0 | 0 | 0 | -0.02389 | 0.035 | 0.035 | 0.035 | 0.0039 |  | 0 | 0 | 0 | 0 | 0
121587 | FOXWOODS G2 | 4.16 | 101 | 1634 | 0 | 0 | 0 | 0 | 0 | 0 | 0.00349 | 0.0021 | 0.0021 | 0.0021 | 0.00403 |  | 0 | 0 | 0 | 0 | 0
999672 | BAT_MYSTIC~2 | 115 | 101 | 1630 | 0 | 0 | 0 | 0 | 0 | 0 | 0.00349 | 0.0021 | 0.0021 | 0.0021 | 0.00403 |  | 0 | 0 | 0 | 0 | 0
993118 | SUN_5 CORN~1 | 115 | 101 | 1100 | 0 | 0 | 0 | 0 | 0 | 0 | 0.00946 | 0.00472 | 0.00472 | 0.00472 | 0.00414 |  | 0 | 0 | 0 | 0 | 0
999849 | FC_WILLIMA~1 | 115 | 101 | 1630 | 0 | 0 | 0 | 0 | 0 | 0 | 0.00397 | 0.00235 | 0.00235 | 0.00235 | 0.00415 |  | 0 | 0 | 0 | 0 | 0
108934 | STRATTON_SC1 | 13.8 | 101 | 704 | 0 | 0 | 0 | 0 | 0 | 0 | 0.00133 | 0.01335 | 0.01335 | 0.01335 | 0.00417 |  | 0 | 0 | 0 | 0 | 0
108938 | STRATTON_SC2 | 13.8 | 101 | 704 | 0 | 0 | 0 | 0 | 0 | 0 | 0.00133 | 0.01335 | 0.01335 | 0.01335 | 0.00417 |  | 0 | 0 | 0 | 0 | 0
121852 | RAINBOW HYD | 2.4 | 101 | 1654 | 0 | 0 | 0 | 0 | 0 | 0 | 0.00538 | 0.00292 | 0.00292 | 0.00292 | 0.00418 |  | 0 | 0 | 0 | 0 | 0
121860 | HAMILTON GT | 13.8 | 101 | 1654 | 0 | 0 | 0 | 0 | 0 | 0 | 0.00538 | 0.00292 | 0.00292 | 0.00292 | 0.00418 |  | 0 | 0 | 0 | 0 | 0
121865 | DEXTER CT | 13.8 | 101 | 1653 | 0 | 0 | 0 | 0 | 0 | 0 | 0.00538 | 0.00292 | 0.00292 | 0.00292 | 0.00418 |  | 0 | 0 | 0 | 0 | 0
990002 | SUN_WINDSO~1 | 115 | 101 | 1650 | 0 | 0 | 0 | 0 | 0 | 0 | 0.00538 | 0.00292 | 0.00292 | 0.00292 | 0.00418 |  | 0 | 0 | 0 | 0 | 0
990038 | SUN_BARBOU~1 | 115 | 101 | 1650 | 0 | 0 | 0 | 0 | 0 | 0 | 0.00538 | 0.00292 | 0.00292 | 0.00292 | 0.00418 |  | 0 | 0 | 0 | 0 | 0
116452 | HADLEY FALLS | 6.6 | 101 | 1334 | 14.95 | 0 | 14.95 | 14.95 | 0 | 0 | 0.00967 | 0.00484 | 0.00484 | 0.00484 | 0.00431 |  | 0 | 0 | 0 | 0 | 0
121570 | TUNNEL JET | 13.2 | 101 | 1634 | 0 | 0 | 0 | 0 | 0 | 0 | 0.00396 | 0.0024 | 0.0024 | 0.0024 | 0.00441 |  | 0 | 0 | 0 | 0 | 0
121571 | FUSION_GEN | 0.38 | 101 | 1634 | 0 | 0 | 0 | 0 | 0 | 0 | 0.00396 | 0.0024 | 0.0024 | 0.0024 | 0.00441 |  | 0 | 0 | 0 | 0 | 0
121586 | FOXWOODS G1 | 4.16 | 101 | 1634 | 0 | 0 | 0 | 0 | 0 | 0 | 0.00396 | 0.0024 | 0.0024 | 0.0024 | 0.00441 |  | 0 | 0 | 0 | 0 | 0
999583 | SUN_TUNNEL | 115 | 101 | 1630 | 0 | 0 | 0 | 0 | 0 | 0 | 0.00396 | 0.0024 | 0.0024 | 0.0024 | 0.00441 |  | 0 | 0 | 0 | 0 | 0
121788 | LISBON | 4.16 | 101 | 1633 | 0 | 0 | 0 | 0 | 0 | 0 | 0.00405 | 0.00245 | 0.00245 | 0.00245 | 0.00451 |  | 0 | 0 | 0 | 0 | 0
116458 | FRONT STREET | 4.16 | 101 | 1334 | 0 | 0 | 0 | 0 | 0 | 0 | 0.00989 | 0.00497 | 0.00497 | 0.00497 | 0.00453 |  | 0 | 0 | 0 | 0 | 0
121579 | NORWICH JET | 13.8 | 101 | 1633 | 0 | 0 | 0 | 0 | 0 | 0 | 0.00417 | 0.00254 | 0.00254 | 0.00254 | 0.00468 |  | 0 | 0 | 0 | 0 | 0
121590 | SECREC | 13.2 | 101 | 1633 | 0 | 0 | 0 | 0 | 0 | 0 | 0.00417 | 0.00254 | 0.00254 | 0.00254 | 0.00468 |  | 0 | 0 | 0 | 0 | 0
993017 | SUN_FLOREN~1 | 115 | 101 | 1100 | 0 | 0 | 0 | 0 | 0 | 0 | 0.0107 | 0.00542 | 0.00542 | 0.00542 | 0.00511 |  | 0 | 0 | 0 | 0 | 0
990290 | SUN_N-BLOO~1 | 115 | 101 | 1670 | 0 | 0 | 0 | 0 | 0 | 0 | 0.00627 | 0.00353 | 0.00353 | 0.00353 | 0.00538 |  | 0 | 0 | 0 | 0 | 0
121647 | MONTVILLE | 2.4 | 101 | 1633 | 0 | 0 | 0 | 0 | 0 | 0 | 0.00493 | 0.00304 | 0.00304 | 0.00304 | 0.00565 |  | 0 | 0 | 0 | 0 | 0
116492 | W-SPRNGFLD-1 | 13.8 | 101 | 1333 | 39 | 0 | 39 | 39 | 0 | 0 | 0.01121 | 0.00571 | 0.00571 | 0.00571 | 0.00573 |  | 0 | 0 | 0 | 0 | 0
116493 | W-SPRNGFLD-2 | 13.8 | 101 | 1333 | 0 | 0 | 0 | 0 | 0 | 0 | 0.01121 | 0.00571 | 0.00571 | 0.00571 | 0.00573 |  | 0 | 0 | 0 | 0 | 0
116494 | W-SPRNGFLD-3 | 13.8 | 101 | 1333 | 107 | 0 | 107 | 107 | 0 | 0 | 0.01121 | 0.00571 | 0.00571 | 0.00571 | 0.00573 |  | 0 | 0 | 0 | 0 | 0
116495 | SPGFLD RFUSE | 4.16 | 101 | 1334 | 0 | 0 | 0 | 0 | 0 | 0 | 0.01121 | 0.00571 | 0.00571 | 0.00571 | 0.00573 |  | 0 | 0 | 0 | 0 | 0
121931 | RIVERSIDE PF | 23 | 101 | 1672 | 0 | 0 | 0 | 0 | 0 | 0 | 0.00622 | 0.00362 | 0.00362 | 0.00362 | 0.0059 |  | 0 | 0 | 0 | 0 | 0
121943 | S-MEADOW_G5 | 11.5 | 101 | 1673 | 0 | 0 | 0 | 0 | 0 | 0 | 0.00624 | 0.00364 | 0.00364 | 0.00364 | 0.00593 |  | 0 | 0 | 0 | 0 | 0
121944 | S-MEADOW_G6 | 11.5 | 101 | 1673 | 0 | 0 | 0 | 0 | 0 | 0 | 0.00624 | 0.00364 | 0.00364 | 0.00364 | 0.00593 |  | 0 | 0 | 0 | 0 | 0
121645 | MONTVILLE_G5 | 13.8 | 101 | 1633 | 0 | 0 | 0 | 0 | 0 | 0 | 0.00522 | 0.00324 | 0.00324 | 0.00324 | 0.00602 |  | 0 | 0 | 0 | 0 | 0
121646 | MONTVILLE_G6 | 22 | 101 | 1633 | 24.5 | 0 | 410 | 24.5 | 0 | 385.5 | 0.00522 | 0.00324 | 0.00324 | 0.00324 | 0.00602 |  | 0 | 0 | 0 | 0 | 0
121835 | RAND WHITNEY | 13.8 | 101 | 1634 | 0 | 0 | 0 | 0 | 0 | 0 | 0.00522 | 0.00324 | 0.00324 | 0.00324 | 0.00602 |  | 0 | 0 | 0 | 0 | 0
999718 | WND_MONTVI~1 | 115 | 101 | 1630 | 0 | 0 | 0 | 0 | 0 | 0 | 0.00522 | 0.00324 | 0.00324 | 0.00324 | 0.00602 |  | 0 | 0 | 0 | 0 | 0
999768 | SUN_WATERF~1 | 115 | 101 | 1630 | 0 | 0 | 0 | 0 | 0 | 0 | 0.00522 | 0.00324 | 0.00324 | 0.00324 | 0.00602 |  | 0 | 0 | 0 | 0 | 0
121964 | CDECCA_CT | 13.8 | 101 | 1673 | 0 | 0 | 0 | 0 | 0 | 0 | 0.00644 | 0.00376 | 0.00376 | 0.00376 | 0.00616 |  | 0 | 0 | 0 | 0 | 0
121965 | CDECCA_ST | 13.2 | 101 | 1673 | 0 | 0 | 0 | 0 | 0 | 0 | 0.00644 | 0.00376 | 0.00376 | 0.00376 | 0.00616 |  | 0 | 0 | 0 | 0 | 0
116505 | BERKSHRE_G1 | 21 | 101 | 1333 | 270 | 0 | 270 | 270 | 0 | 0 | 0.01241 | 0.00641 | 0.00641 | 0.00641 | 0.00665 |  | 0 | 0 | 0 | 0 | 0
121656 | MILLSTONE_G2 | 24 | 101 | 1633 | 934.5 | 0 | 934.5 | 934.5 | 0 | 0 | 0.00588 | 0.00365 | 0.00365 | 0.00365 | 0.00669 |  | 0 | 0 | 0 | 0 | 0
121657 | MILLSTONE_G3 | 24 | 101 | 1633 | 1283 | 0 | 1283 | 1283 | 0 | 0 | 0.00588 | 0.00365 | 0.00365 | 0.00365 | 0.00669 |  | 0 | 0 | 0 | 0 | 0
999194 | NUC_MILLST~1 | 345 | 101 | 1630 | 0 | 0 | 0 | 0 | 0 | 0 | 0.00588 | 0.00365 | 0.00365 | 0.00365 | 0.00669 |  | 0 | 0 | 0 | 0 | 0
122154 | SIMSBURY SLR | 0.38 | 101 | 1694 | 0 | 0 | 0 | 0 | 0 | 0 | 0.00705 | 0.00422 | 0.00422 | 0.00422 | 0.00712 |  | 0 | 0 | 0 | 0 | 0
990307 | SUN_NE-SIM~1 | 115 | 101 | 1690 | 0 | 0 | 0 | 0 | 0 | 0 | 0.00705 | 0.00422 | 0.00422 | 0.00422 | 0.00712 |  | 0 | 0 | 0 | 0 | 0
116556 | COBBLE MT_G | 6.9 | 101 | 1333 | 19.96 | 0 | 19.96 | 19.96 | 0 | 0 | 0.01412 | 0.00736 | 0.00736 | 0.00736 | 0.00787 |  | 0 | 0 | 0 | 0 | 0
122041 | MIDDLETWN_G2 | 13.8 | 101 | 1713 | 121.29 | 0 | 121.29 | 121.29 | 0 | 0 | 0.00715 | 0.00448 | 0.00448 | 0.00448 | 0.00823 |  | 0 | 0 | 0 | 0 | 0
122042 | MIDDLETWN_G3 | 22 | 101 | 1713 | 231.71 | 0 | 231.71 | 231.71 | 0 | 0 | 0.00715 | 0.00448 | 0.00448 | 0.00448 | 0.00823 |  | 0 | 0 | 0 | 0 | 0
122044 | MIDDLETWN_10 | 13.2 | 101 | 1713 | 0 | 0 | 0 | 0 | 0 | 0 | 0.00715 | 0.00448 | 0.00448 | 0.00448 | 0.00823 |  | 0 | 0 | 0 | 0 | 0
122030 | KLEEN_C1 | 16.5 | 101 | 1713 | 180.65 | 0 | 180.65 | 180.65 | 0 | 0 | 0.00729 | 0.00462 | 0.00462 | 0.00462 | 0.00863 |  | 0 | 0 | 0 | 0 | 0
122031 | KLEEN_C2 | 16.5 | 101 | 1713 | 180.65 | 0 | 180.65 | 180.65 | 0 | 0 | 0.00729 | 0.00462 | 0.00462 | 0.00462 | 0.00863 |  | 0 | 0 | 0 | 0 | 0
122032 | KLEEN_S1 | 18 | 101 | 1713 | 258.7 | 0 | 258.7 | 258.7 | 0 | 0 | 0.00729 | 0.00462 | 0.00462 | 0.00462 | 0.00863 |  | 0 | 0 | 0 | 0 | 0
996240 | AC_BUCK POND | 115 | 101 | 1330 | 0 | 0 | 0 | 0 | 0 | 0 | 0.01521 | 0.00798 | 0.00798 | 0.00798 | 0.00867 |  | 0 | 0 | 0 | 0 | 0
122043 | MIDDLETWN_G4 | 22 | 101 | 1713 | 402 | 0 | 402 | 402 | 0 | 0 | 0.00763 | 0.00491 | 0.00491 | 0.00491 | 0.00936 |  | 0 | 0 | 0 | 0 | 0
122046 | MIDDLETWN_12 | 13.8 | 101 | 1713 | 0 | 0 | 0 | 0 | 0 | 0 | 0.00763 | 0.00491 | 0.00491 | 0.00491 | 0.00936 |  | 0 | 0 | 0 | 0 | 0
122047 | MIDDLETWN_13 | 13.8 | 101 | 1713 | 0 | 0 | 0 | 0 | 0 | 0 | 0.00763 | 0.00491 | 0.00491 | 0.00491 | 0.00936 |  | 0 | 0 | 0 | 0 | 0
122048 | MIDDLETWN_14 | 13.8 | 101 | 1713 | 0 | 0 | 0 | 0 | 0 | 0 | 0.00763 | 0.00491 | 0.00491 | 0.00491 | 0.00936 |  | 0 | 0 | 0 | 0 | 0
122049 | MIDDLETWN_15 | 13.8 | 101 | 1713 | 0 | 0 | 0 | 0 | 0 | 0 | 0.00763 | 0.00491 | 0.00491 | 0.00491 | 0.00936 |  | 0 | 0 | 0 | 0 | 0
990488 | NG_BLACK R~1 | 115 | 101 | 1670 | 0 | 0 | 0 | 0 | 0 | 0 | 0.00802 | 0.00516 | 0.00516 | 0.00516 | 0.00977 |  | 0 | 0 | 0 | 0 | 0
123635 | HALVARSSON | 192 | 101 | 1830 | 0 | 0 | 0 | 0 | 0 | 0 | 0.00832 | 0.00547 | 0.00547 | 0.00547 | 0.01067 |  | 0 | 0 | 0 | 0 | 0
122417 | BRANFORD JET | 13.8 | 101 | 1734 | 0 | 0 | 0 | 0 | 0 | 0 | 0.00859 | 0.00568 | 0.00568 | 0.00568 | 0.01118 |  | 0 | 0 | 0 | 0 | 0
123653 | NEW HAVN HBR | 22 | 101 | 1823 | 0 | 0 | 0 | 0 | 0 | 0 | 0.00872 | 0.00578 | 0.00578 | 0.00578 | 0.01142 |  | 0 | 0 | 0 | 0 | 0
123655 | NHHP G2 | 13.8 | 101 | 1823 | 0 | 0 | 0 | 0 | 0 | 0 | 0.00872 | 0.00578 | 0.00578 | 0.00578 | 0.01142 |  | 0 | 0 | 0 | 0 | 0
123656 | NHHP G3-4 | 13.8 | 101 | 1823 | 0 | 0 | 0 | 0 | 0 | 0 | 0.00872 | 0.00578 | 0.00578 | 0.00578 | 0.01142 |  | 0 | 0 | 0 | 0 | 0
123128 | YALE DG 1 | 13.8 | 101 | 1804 | 0 | 0 | 0 | 0 | 0 | 0 | 0.00887 | 0.0059 | 0.0059 | 0.0059 | 0.0117 |  | 0 | 0 | 0 | 0 | 0
123129 | YALE DG 2 | 13.8 | 101 | 1804 | 0 | 0 | 0 | 0 | 0 | 0 | 0.00887 | 0.0059 | 0.0059 | 0.0059 | 0.0117 |  | 0 | 0 | 0 | 0 | 0
122448 | WALLINGFRDG1 | 13.8 | 101 | 1733 | 0 | 0 | 0 | 0 | 0 | 0 | 0.00889 | 0.00591 | 0.00591 | 0.00591 | 0.01171 |  | 0 | 0 | 0 | 0 | 0
122449 | WALLINGFRDG2 | 13.8 | 101 | 1733 | 0 | 0 | 0 | 0 | 0 | 0 | 0.00889 | 0.00591 | 0.00591 | 0.00591 | 0.01171 |  | 0 | 0 | 0 | 0 | 0
122450 | WALLINGFRDG3 | 13.8 | 101 | 1733 | 0 | 0 | 0 | 0 | 0 | 0 | 0.00889 | 0.00591 | 0.00591 | 0.00591 | 0.01171 |  | 0 | 0 | 0 | 0 | 0
122451 | WALLINGFRDG4 | 13.8 | 101 | 1733 | 0 | 0 | 0 | 0 | 0 | 0 | 0.00889 | 0.00591 | 0.00591 | 0.00591 | 0.01171 |  | 0 | 0 | 0 | 0 | 0
122452 | WALLINGFRDG5 | 13.8 | 101 | 1733 | 0 | 0 | 0 | 0 | 0 | 0 | 0.00889 | 0.00591 | 0.00591 | 0.00591 | 0.01171 |  | 0 | 0 | 0 | 0 | 0
122453 | WALLINGFRDG6 | 13.8 | 101 | 1733 | 0 | 0 | 0 | 0 | 0 | 0 | 0.00889 | 0.00591 | 0.00591 | 0.00591 | 0.01171 |  | 0 | 0 | 0 | 0 | 0
122454 | WALLINGFRDG7 | 13.8 | 101 | 1733 | 0 | 0 | 0 | 0 | 0 | 0 | 0.00889 | 0.00591 | 0.00591 | 0.00591 | 0.01171 |  | 0 | 0 | 0 | 0 | 0
122542 | A.L. PIERCE | 13.8 | 101 | 1733 | 0 | 0 | 0 | 0 | 0 | 0 | 0.00889 | 0.00591 | 0.00591 | 0.00591 | 0.01171 |  | 0 | 0 | 0 | 0 | 0
990740 | SUN_WALLIN~1 | 115 | 101 | 1730 | 0 | 0 | 0 | 0 | 0 | 0 | 0.00889 | 0.00591 | 0.00591 | 0.00591 | 0.01171 |  | 0 | 0 | 0 | 0 | 0
122272 | FORESTVILLE | 13.8 | 101 | 1692 | 0 | 0 | 0 | 0 | 0 | 0 | 0.00919 | 0.00615 | 0.00615 | 0.00615 | 0.01226 |  | 0 | 0 | 0 | 0 | 0
122173 | FRANKLIN DR | 13.2 | 101 | 1692 | 0 | 0 | 0 | 0 | 0 | 0 | 0.00967 | 0.0065 | 0.0065 | 0.0065 | 0.01294 |  | 0 | 0 | 0 | 0 | 0
122469 | DEVON #10 | 13.8 | 101 | 1733 | 0 | 0 | 0 | 0 | 0 | 0 | 0.00991 | 0.00674 | 0.00674 | 0.00674 | 0.0137 |  | 0 | 0 | 0 | 0 | 0
122476 | DEVON #15-16 | 13.8 | 101 | 1733 | 93.8 | 0 | 93.8 | 93.8 | 0 | 0 | 0.00991 | 0.00674 | 0.00674 | 0.00674 | 0.0137 |  | 0 | 0 | 0 | 0 | 0
122477 | DEVON #17-18 | 13.8 | 101 | 1733 | 73.07 | 0 | 93.8 | 73.07 | 0 | 20.73 | 0.00991 | 0.00674 | 0.00674 | 0.00674 | 0.0137 |  | 0 | 0 | 0 | 0 | 0
998496 | SUN_E ARLN~1 | 46 | 101 | 822 | 0 | 0 | 0 | 0 | 0 | 0 | 0.00312 | 0.02405 | 0.02405 | 0.02405 | 0.01422 |  | 0 | 0 | 0 | 0 | 0
122481 | MILFORD_C1 | 21 | 101 | 1733 | 267.7 | 0 | 267.7 | 267.7 | 0 | 0 | 0.01022 | 0.00699 | 0.00699 | 0.00699 | 0.01428 |  | 0 | 0 | 0 | 0 | 0
122482 | MILFORD_C2 | 21 | 101 | 1733 | 267.7 | 0 | 267.7 | 267.7 | 0 | 0 | 0.01022 | 0.00699 | 0.00699 | 0.00699 | 0.01428 |  | 0 | 0 | 0 | 0 | 0
993313 | NG_CONGRES~1 | 115 | 101 | 1800 | 0 | 0 | 0 | 0 | 0 | 0 | 0.0103 | 0.00706 | 0.00706 | 0.00706 | 0.01445 |  | 0 | 0 | 0 | 0 | 0
122583 | WATERBURY_G | 13.8 | 101 | 1733 | 97.91 | 0 | 97.91 | 97.91 | 0 | 0 | 0.01037 | 0.00709 | 0.00709 | 0.00709 | 0.01449 |  | 0 | 0 | 0 | 0 | 0
123642 | BRPT HRBR 4 | 13.8 | 101 | 1803 | 0 | 0 | 0 | 0 | 0 | 0 | 0.01036 | 0.0071 | 0.0071 | 0.0071 | 0.01455 |  | 0 | 0 | 0 | 0 | 0
122470 | DEVON #11 | 13.8 | 101 | 1733 | 33.12 | 0 | 33.12 | 33.12 | 0 | 0 | 0.01037 | 0.00711 | 0.00711 | 0.00711 | 0.01457 |  | 0 | 0 | 0 | 0 | 0
122471 | DEVON #12 | 13.8 | 101 | 1733 | 33.12 | 0 | 33.12 | 33.12 | 0 | 0 | 0.01037 | 0.00711 | 0.00711 | 0.00711 | 0.01457 |  | 0 | 0 | 0 | 0 | 0
122472 | DEVON #13 | 13.8 | 101 | 1733 | 33.12 | 0 | 33.12 | 33.12 | 0 | 0 | 0.01037 | 0.00711 | 0.00711 | 0.00711 | 0.01457 |  | 0 | 0 | 0 | 0 | 0
122473 | DEVON #14 | 13.8 | 101 | 1733 | 33.12 | 0 | 33.12 | 33.12 | 0 | 0 | 0.01037 | 0.00711 | 0.00711 | 0.00711 | 0.01457 |  | 0 | 0 | 0 | 0 | 0
990812 | BAT_DEVON-1 | 115 | 101 | 1730 | 0 | 0 | 0 | 0 | 0 | 0 | 0.01037 | 0.00711 | 0.00711 | 0.00711 | 0.01457 |  | 0 | 0 | 0 | 0 | 0
122586 | TOWANTIC C1 | 18 | 101 | 1733 | 248.66 | 0 | 248.66 | 248.66 | 0 | 0 | 0.01042 | 0.00713 | 0.00713 | 0.00713 | 0.01459 |  | 0 | 0 | 0 | 0 | 0
122587 | TOWANTIC C2 | 18 | 101 | 1733 | 250.92 | 0 | 250.92 | 250.92 | 0 | 0 | 0.01042 | 0.00713 | 0.00713 | 0.00713 | 0.01459 |  | 0 | 0 | 0 | 0 | 0
122588 | TOWANTIC ST | 18 | 101 | 1733 | 250.92 | 0 | 250.92 | 250.92 | 0 | 0 | 0.01042 | 0.00713 | 0.00713 | 0.00713 | 0.01459 |  | 0 | 0 | 0 | 0 | 0
123643 | BRPT RESCO_G | 13.8 | 101 | 1803 | 59.65 | 0 | 59.65 | 59.65 | 0 | 0 | 0.0104 | 0.00713 | 0.00713 | 0.00713 | 0.01463 |  | 0 | 0 | 0 | 0 | 0
123149 | SIKORSKY | 13.8 | 101 | 1804 | 0 | 0 | 0 | 0 | 0 | 0 | 0.01045 | 0.00717 | 0.00717 | 0.00717 | 0.01472 |  | 0 | 0 | 0 | 0 | 0
123147 | DERBY DAM HY | 4.16 | 101 | 1804 | 0 | 0 | 0 | 0 | 0 | 0 | 0.0105 | 0.00721 | 0.00721 | 0.00721 | 0.01479 |  | 0 | 0 | 0 | 0 | 0
993146 | NG_INDIAN ~1 | 13.8 | 101 | 1802 | 0 | 0 | 0 | 0 | 0 | 0 | 0.0105 | 0.00721 | 0.00721 | 0.00721 | 0.01479 |  | 0 | 0 | 0 | 0 | 0
999389 | BAT_EAST D~1 | 345 | 101 | 1730 | 0 | 0 | 0 | 0 | 0 | 0 | 0.01062 | 0.00732 | 0.00732 | 0.00732 | 0.01508 |  | 0 | 0 | 0 | 0 | 0
122625 | STEVENSON HY | 6.6 | 101 | 1733 | 21.67 | 0 | 21.67 | 21.67 | 0 | 0 | 0.01077 | 0.00742 | 0.00742 | 0.00742 | 0.01529 |  | 0 | 0 | 0 | 0 | 0
123628 | BRPT HRBR 5C | 25 | 101 | 1803 | 315.72 | 0 | 315.72 | 315.72 | 0 | 0 | 0.01082 | 0.00748 | 0.00748 | 0.00748 | 0.01547 |  | 0 | 0 | 0 | 0 | 0
123629 | BRPT HRBR 5S | 18 | 101 | 1803 | 168.58 | 0 | 168.58 | 168.58 | 0 | 0 | 0.01082 | 0.00748 | 0.00748 | 0.00748 | 0.01547 |  | 0 | 0 | 0 | 0 | 0
123641 | BRPT EN 10ST | 16 | 101 | 1803 | 152.8 | 0 | 152.8 | 152.8 | 0 | 0 | 0.01082 | 0.00748 | 0.00748 | 0.00748 | 0.01547 |  | 0 | 0 | 0 | 0 | 0
123644 | BRPT EN 11CT | 16 | 101 | 1803 | 165.6 | 0 | 165.6 | 165.6 | 0 | 0 | 0.01082 | 0.00748 | 0.00748 | 0.00748 | 0.01547 |  | 0 | 0 | 0 | 0 | 0
123645 | BRPT EN 12CT | 16 | 101 | 1803 | 165.6 | 0 | 165.6 | 165.6 | 0 | 0 | 0.01082 | 0.00748 | 0.00748 | 0.00748 | 0.01547 |  | 0 | 0 | 0 | 0 | 0
993626 | DFO NG_SIN~1 | 345 | 101 | 1810 | 0 | 0 | 0 | 0 | 0 | 0 | 0.01082 | 0.00748 | 0.00748 | 0.00748 | 0.01547 |  | 0 | 0 | 0 | 0 | 0
122889 | GLENBROOK_S1 | 14.6 | 101 | 1752 | 0 | 0 | 0 | 0 | 0 | 0 | 0.01093 | 0.00756 | 0.00756 | 0.00756 | 0.01564 |  | 0 | 0 | 0 | 0 | 0
122890 | GLENBROOK_S2 | 14.6 | 101 | 1752 | 0 | 0 | 0 | 0 | 0 | 0 | 0.01093 | 0.00756 | 0.00756 | 0.00756 | 0.01564 |  | 0 | 0 | 0 | 0 | 0
122911 | WATERSIDE_G | 13.8 | 101 | 1753 | 0 | 0 | 0 | 0 | 0 | 0 | 0.01093 | 0.00756 | 0.00756 | 0.00756 | 0.01564 |  | 0 | 0 | 0 | 0 | 0
122933 | COSCOB_GEN | 13.8 | 101 | 1753 | 0 | 0 | 0 | 0 | 0 | 0 | 0.01093 | 0.00756 | 0.00756 | 0.00756 | 0.01564 |  | 0 | 0 | 0 | 0 | 0
122648 | BULLS BRIDGE | 1.15 | 101 | 1734 | 0 | 0 | 0 | 0 | 0 | 0 | 0.01116 | 0.00773 | 0.00773 | 0.00773 | 0.01602 |  | 0 | 0 | 0 | 0 | 0
122657 | ROCKY RIVER | 13.8 | 101 | 1732 | 29.35 | 0 | 29.35 | 29.35 | 0 | 0 | 0.01116 | 0.00773 | 0.00773 | 0.00773 | 0.01602 |  | 0 | 0 | 0 | 0 | 0
122660 | KIMB CLARK_G | 13.8 | 101 | 1734 | 12.02 | 0 | 12.02 | 12.02 | 0 | 0 | 0.01116 | 0.00773 | 0.00773 | 0.00773 | 0.01602 |  | 0 | 0 | 0 | 0 | 0
991172 | SUN_ROCKY ~1 | 115 | 101 | 1730 | 0 | 0 | 0 | 0 | 0 | 0 | 0.01116 | 0.00773 | 0.00773 | 0.00773 | 0.01602 |  | 0 | 0 | 0 | 0 | 0
122184 | TORRINGTON T | 13.8 | 101 | 1693 | 0 | 0 | 0 | 0 | 0 | 0 | 0.01135 | 0.00794 | 0.00794 | 0.00794 | 0.01627 |  | 0 | 0 | 0 | 0 | 0
122196 | FALLS VILLGE | 6.6 | 101 | 1693 | 0 | 0 | 0 | 0 | 0 | 0 | 0.01135 | 0.00794 | 0.00794 | 0.00794 | 0.01627 |  | 0 | 0 | 0 | 0 | 0
122690 | SHEPAUG HYD | 13.8 | 101 | 1734 | 42.95 | 0 | 42.95 | 42.95 | 0 | 0 | 0.01177 | 0.00822 | 0.00822 | 0.00822 | 0.01721 |  | 0 | 0 | 0 | 0 | 0
122700 | STONY HIL_SC | 12.5 | 101 | 1733 | 0 | 0 | 0 | 0 | 0 | 0 | 0.01185 | 0.00829 | 0.00829 | 0.00829 | 0.01737 |  | 0 | 0 | 0 | 0 | 0
993005 | SUN_ADAMS | 115 | 101 | 1100 | 0 | 0 | 0 | 0 | 0 | 0 | 0.00917 | 0.0412 | 0.0412 | 0.0412 | 0.02314 |  | 0 | 0 | 0 | 0 | 0
911560 | NYNE_BWLN | 345 | 102 | 12 | 120.67 | 0 | 466.67 | 120.67 | 0 | 346 | 0.01995 | 0.01486 | 0.01486 | 0.01486 | 0.03285 |  | 0 | 0 | 0 | 0 | 0
926260 | NYPA - CMR | 345 | 102 | 12 | 0 | 0 | 0 | 0 | 0 | 0 | 0.01995 | 0.01486 | 0.01486 | 0.01486 | 0.03285 |  | 0 | 0 | 0 | 0 | 0
926261 | NYPA - VT | 345 | 102 | 12 | 0 | 0 | 0 | 0 | 0 | 0 | 0.01995 | 0.01486 | 0.01486 | 0.01486 | 0.03285 |  | 0 | 0 | 0 | 0 | 0
102125 | S_WTRVL_D | 12 | 101 | 112 | 0 | 0 | 0 | 0 | 0 | 0 | 0.02121 | 0.01611 | 0.01611 | 0.01611 | 0.03549 |  | 0 | 0 | 0 | 0 | 0
107326 | HG_CONVRTR_N | 120 | 101 | 703 | 0 | 0 | 0 | 0 | 0 | 0 | 0.02121 | 0.01611 | 0.01611 | 0.01611 | 0.03549 |  | 0 | 0 | 0 | 0 | 0
108955 | BELDENS1 | 2.4 | 101 | 704 | 0 | 0 | 0 | 0 | 0 | 0 | 0.02121 | 0.01611 | 0.01611 | 0.01611 | 0.03549 |  | 0 | 0 | 0 | 0 | 0
109049 | CARVER FALLS | 2.3 | 101 | 704 | 0 | 0 | 0 | 0 | 0 | 0 | 0.02121 | 0.01611 | 0.01611 | 0.01611 | 0.03549 |  | 0 | 0 | 0 | 0 | 0
109077 | E PITTSFORD | 2.3 | 101 | 704 | 0 | 0 | 0 | 0 | 0 | 0 | 0.02121 | 0.01611 | 0.01611 | 0.01611 | 0.03549 |  | 0 | 0 | 0 | 0 | 0
109092 | MIDDLESEX_G | 2.4 | 101 | 704 | 0 | 0 | 0 | 0 | 0 | 0 | 0.02121 | 0.01611 | 0.01611 | 0.01611 | 0.03549 |  | 0 | 0 | 0 | 0 | 0
109101 | SALISBURY | 7.2 | 101 | 704 | 0 | 0 | 0 | 0 | 0 | 0 | 0.02121 | 0.01611 | 0.01611 | 0.01611 | 0.03549 |  | 0 | 0 | 0 | 0 | 0
109105 | MIDDLEBURY_H | 6.44 | 101 | 704 | 0 | 0 | 0 | 0 | 0 | 0 | 0.02121 | 0.01611 | 0.01611 | 0.01611 | 0.03549 |  | 0 | 0 | 0 | 0 | 0
109130 | SMITH FALLS | 4.16 | 101 | 704 | 0 | 0 | 0 | 0 | 0 | 0 | 0.02121 | 0.01611 | 0.01611 | 0.01611 | 0.03549 |  | 0 | 0 | 0 | 0 | 0
109139 | DEWEY MILLS | 4.16 | 101 | 704 | 0 | 0 | 0 | 0 | 0 | 0 | 0.02121 | 0.01611 | 0.01611 | 0.01611 | 0.03549 |  | 0 | 0 | 0 | 0 | 0
109143 | CAVENDISH_D2 | 12.5 | 101 | 704 | 0 | 0 | 0 | 0 | 0 | 0 | 0.02121 | 0.01611 | 0.01611 | 0.01611 | 0.03549 |  | 0 | 0 | 0 | 0 | 0
109190 | GRANITE SC1 | 13.8 | 101 | 703 | 0 | 0 | 0 | 0 | 0 | 0 | 0.02121 | 0.01611 | 0.01611 | 0.01611 | 0.03549 |  | 0 | 0 | 0 | 0 | 0
109200 | GRANITE SC2 | 13.8 | 101 | 703 | 0 | 0 | 0 | 0 | 0 | 0 | 0.02121 | 0.01611 | 0.01611 | 0.01611 | 0.03549 |  | 0 | 0 | 0 | 0 | 0
109251 | GAGE | 2.4 | 101 | 704 | 0 | 0 | 0 | 0 | 0 | 0 | 0.02121 | 0.01611 | 0.01611 | 0.01611 | 0.03549 |  | 0 | 0 | 0 | 0 | 0
111110 | PUTNAM 1 | 13.8 | 101 | 1012 | 0 | 0 | 0 | 0 | 0 | 0 | 0.02121 | 0.01611 | 0.01611 | 0.01611 | 0.03549 |  | 0 | 0 | 0 | 0 | 0
114050 | MALDEN MLS_T | 23 | 101 | 1120 | 0 | 0 | 0 | 0 | 0 | 0 | 0.02121 | 0.01611 | 0.01611 | 0.01611 | 0.03549 |  | 0 | 0 | 0 | 0 | 0
116569 | TILSON-1113 | 13.8 | 101 | 1372 | 0 | 0 | 0 | 0 | 0 | 0 | 0.02121 | 0.01611 | 0.01611 | 0.01611 | 0.03549 |  | 0 | 0 | 0 | 0 | 0
121744 | UCONN COGEN | 13.8 | 101 | 1634 | 0 | 0 | 0 | 0 | 0 | 0 | 0.02121 | 0.01611 | 0.01611 | 0.01611 | 0.03549 |  | 0 | 0 | 0 | 0 | 0
911554 | NYNE_OSWG | 345 | 102 | 12 | 120.67 | 0 | 466.67 | 120.67 | 0 | 346 | 0.0223 | 0.01751 | 0.01751 | 0.01751 | 0.03809 |  | 0 | 0 | 0 | 0 | 0
911531 | NYNE_GILB | 345 | 102 | 12 | 120.67 | 0 | 466.67 | 120.67 | 0 | 346 | 0.02315 | 0.01718 | 0.01718 | 0.01718 | 0.0387 |  | 0 | 0 | 0 | 0 | 0
116651 | INDIAN RIVER | 2.3 | 101 | 1334 | 0 | 0 | 0 | 0 | 0 | 0 | 0.05765 | 0.03201 | 0.03201 | 0.03201 | 0.04091 |  | 0 | 0 | 0 | 0 | 0
996364 | SUN_BLANDF~1 | 115 | 101 | 1330 | 0 | 0 | 0 | 0 | 0 | 0 | 0.05765 | 0.03201 | 0.03201 | 0.03201 | 0.04091 |  | 0 | 0 | 0 | 0 | 0
113061 | PLEASANT-NEP | 23 | 101 | 1100 | 0 | 0 | 0 | 0 | 0 | 0 | 0.11217 | 0.06287 | 0.06287 | 0.06287 | 0.08227 |  | 0 | 0 | 0 | 0 | 0
116638 | WOODLAND JET | 13.2 | 101 | 1374 | 0 | 0 | 0 | 0 | 0 | 0 | 0.12481 | 0.07002 | 0.07002 | 0.07002 | 0.09185 |  | 0 | 0 | 0 | 0 | 0
116627 | BERKSHRE WND | 0.57 | 101 | 1374 | 0 | 0 | 0 | 0 | 0 | 0 | 0.12189 | 0.07487 | 0.07487 | 0.07487 | 0.09301 |  | 0 | 0 | 0 | 0 | 0
996336 | SUN BAT_PA~2 | 115 | 101 | 1370 | 0 | 0 | 0 | 0 | 0 | 0 | 0.12189 | 0.07487 | 0.07487 | 0.07487 | 0.09301 |  | 0 | 0 | 0 | 0 | 0
996625 | SUN BAT_PA~1 | 23 | 101 | 1372 | 0 | 0 | 0 | 0 | 0 | 0 | 0.12189 | 0.07487 | 0.07487 | 0.07487 | 0.09301 |  | 0 | 0 | 0 | 0 | 0
116618 | ALTRESCO_C1 | 13.8 | 101 | 1373 | 33.65 | 0 | 33.65 | 33.65 | 0 | 0 | 0.14614 | 0.08212 | 0.08212 | 0.08212 | 0.10804 |  | 0 | 0 | 0 | 0 | 0
116619 | ALTRESCO_C2 | 13.8 | 101 | 1373 | 33.65 | 0 | 33.65 | 33.65 | 0 | 0 | 0.14614 | 0.08212 | 0.08212 | 0.08212 | 0.10804 |  | 0 | 0 | 0 | 0 | 0
116620 | ALTRESCO_C3 | 13.8 | 101 | 1373 | 31.45 | 0 | 33.65 | 31.45 | 0 | 2.2 | 0.14614 | 0.08212 | 0.08212 | 0.08212 | 0.10804 |  | 0 | 0 | 0 | 0 | 0
116621 | ALTRESCO_S4 | 13.8 | 101 | 1373 | 0 | 0 | 0 | 0 | 0 | 0 | 0.14614 | 0.08212 | 0.08212 | 0.08212 | 0.10804 |  | 0 | 0 | 0 | 0 | 0
116608 | DOREEN JET | 13.2 | 101 | 1374 | 0 | 0 | 0 | 0 | 0 | 0 | 0.14622 | 0.08213 | 0.08213 | 0.08213 | 0.10809 |  | 0 | 0 | 0 | 0 | 0

## 116312 BERKSHIRE 999312 S
****** Plant Redispatch calculator ******* !!!! Please - edit only columns 'Status' & 'Pnew' !!!!!***
Flows
NN | LFCaseName | Monitored Element | [5 empty] | Contingency | Limit | FlowInit | FlowRes | FlowChange | Loading
1 |  | 116312 BERKSHIRE 115 999312 Strata_Ber~1 115 2 | [5 empty] | NF_1242-1_2 | 101 | 54.5 | 54.5 | 0 | 53.96%
2 |  | 116312 BERKSHIRE 115 999312 Strata_Ber~1 115 2 | [5 empty] | BF_HARRMN_10 | 101 | 54 | 54 | 0 | 53.47%
3 |  | 116312 BERKSHIRE 115 999312 Strata_Ber~1 115 2 | [5 empty] | BS_HARRIMAN2 | 101 | 54 | 54 | 0 | 53.47%
4 |  | 116312 BERKSHIRE 115 999312 Strata_Ber~1 115 2 | [5 empty] | BF_HARRMN_77 | 101 | 54 | 54 | 0 | 53.47%
5 |  | 116312 BERKSHIRE 115 999312 Strata_Ber~1 115 2 | [5 empty] | NF_312 | 101 | 82 | 82 | 0 | 81.19%
Dispatch | [8 empty] | 0 | [7 empty] | 0 | 0 | 0 | 0 | 0
Bus# | Bus Name | Volt | Area | Zone | Pgen or Pload | PMin Gen | PMax Gen | Pnew | Pdelta | Pavail | Dfax_1 | Dfax_2 | Dfax_3 | Dfax_4 | Dfax_5 | --- | Impact_1 | Impact_2 | Impact_3 | Impact_4 | Impact_5
999312 | Strata_Ber~1 | 115 | 101 | 1370 | 0 | 0 | 0 | 0 | 0 | 0 | -0.65038 | -0.36565 | -0.36565 | -0.36565 | -0.32888 |  | 0 | 0 | 0 | 0 | 0
996284 | SUN_CUMBER~1 | 115 | 101 | 1370 | 0 | 0 | 0 | 0 | 0 | 0 | -0.29962 | -0.19928 | -0.19928 | -0.19928 | -0.15223 |  | 0 | 0 | 0 | 0 | 0
116568 | TILSON-1044 | 13.8 | 101 | 1372 | 0 | 0 | 0 | 0 | 0 | 0 | -0.25716 | -0.17914 | -0.17914 | -0.17914 | -0.13085 |  | 0 | 0 | 0 | 0 | 0
116578 | TURNERS FALS | 2.4 | 101 | 1374 | 0 | 0 | 0 | 0 | 0 | 0 | -0.25716 | -0.17914 | -0.17914 | -0.17914 | -0.13085 |  | 0 | 0 | 0 | 0 | 0
116579 | CABOT HYDRO | 13.8 | 101 | 1373 | 64.66 | 0 | 64.66 | 64.66 | 0 | 0 | -0.25716 | -0.17914 | -0.17914 | -0.17914 | -0.13085 |  | 0 | 0 | 0 | 0 | 0
996270 | SUN BAT_TI~1 | 115 | 101 | 1370 | 0 | 0 | 0 | 0 | 0 | 0 | -0.25716 | -0.17914 | -0.17914 | -0.17914 | -0.13085 |  | 0 | 0 | 0 | 0 | 0
113085 | WENDELL DEP | 13.8 | 101 | 1100 | 0 | 0 | 0 | 0 | 0 | 0 | -0.1081 | -0.07924 | -0.07924 | -0.07924 | -0.06013 |  | 0 | 0 | 0 | 0 | 0
993015 | SUN_WENDEL~1 | 115 | 101 | 1100 | 0 | 0 | 0 | 0 | 0 | 0 | -0.1081 | -0.07924 | -0.07924 | -0.07924 | -0.06013 |  | 0 | 0 | 0 | 0 | 0
113104 | SHERMAN HYD | 2.4 | 101 | 1100 | 0 | 0 | 0 | 0 | 0 | 0 | -0.09796 | -0.17879 | -0.17879 | 0.01465 | -0.04166 |  | 0 | 0 | 0 | 0 | 0
109504 | HARRIMAN G2 | 6.9 | 101 | 1100 | 13.71 | 0 | 13.71 | 13.71 | 0 | 0 | -0.08366 | -0.11187 | -0.11187 | -0.11187 | -0.03365 |  | 0 | 0 | 0 | 0 | 0
109505 | HARRIMAN G1 | 6.9 | 101 | 1100 | 13.71 | 0 | 13.71 | 13.71 | 0 | 0 | -0.08366 | -0.11187 | -0.11187 | -0.11187 | -0.03365 |  | 0 | 0 | 0 | 0 | 0
113020 | DaymarkGe~42 | 115 | 101 | 1100 | 0 | 0 | 0 | 0 | 0 | 0 | -0.04486 | -0.03326 | -0.03326 | -0.03326 | -0.02544 |  | 0 | 0 | 0 | 0 | 0
113011 | BAT_BarreB~1 | 115 | 101 | 1100 | 0 | 0 | 0 | 0 | 0 | 0 | -0.05306 | -0.06832 | -0.06832 | -0.06832 | -0.02239 |  | 0 | 0 | 0 | 0 | 0
113082 | BARRE MA T1 | 13.8 | 101 | 1100 | 0 | 0 | 0 | 0 | 0 | 0 | -0.03452 | -0.04192 | -0.04192 | -0.04192 | -0.01557 |  | 0 | 0 | 0 | 0 | 0
993007 | BAT_BARRE ~1 | 115 | 101 | 1100 | 0 | 0 | 0 | 0 | 0 | 0 | -0.03452 | -0.04192 | -0.04192 | -0.04192 | -0.01557 |  | 0 | 0 | 0 | 0 | 0
116411 | NORTHFIELD 1 | 13.8 | 101 | 1373 | 292 | 0 | 292 | 292 | 0 | 0 | -0.00074 | -0.00372 | -0.00372 | -0.00372 | -0.014 |  | 0 | 0 | 0 | 0 | 0
116412 | NORTHFIELD 2 | 13.8 | 101 | 1373 | 292 | 0 | 292 | 292 | 0 | 0 | -0.00074 | -0.00372 | -0.00372 | -0.00372 | -0.014 |  | 0 | 0 | 0 | 0 | 0
116413 | NORTHFIELD 3 | 13.8 | 101 | 1373 | 292 | 0 | 292 | 292 | 0 | 0 | -0.00074 | -0.00372 | -0.00372 | -0.00372 | -0.014 |  | 0 | 0 | 0 | 0 | 0
116414 | NORTHFIELD 4 | 13.8 | 101 | 1373 | 292 | 0 | 292 | 292 | 0 | 0 | -0.00074 | -0.00372 | -0.00372 | -0.00372 | -0.014 |  | 0 | 0 | 0 | 0 | 0
113142 | SOLTERRA A | 0.48 | 101 | 1100 | 0 | 0 | 0 | 0 | 0 | 0 | -0.02694 | -0.03113 | -0.03113 | -0.03113 | -0.01278 |  | 0 | 0 | 0 | 0 | 0
113143 | SOLTERRA B | 0.42 | 101 | 1100 | 0 | 0 | 0 | 0 | 0 | 0 | -0.02694 | -0.03113 | -0.03113 | -0.03113 | -0.01278 |  | 0 | 0 | 0 | 0 | 0
993000 | SUN_TREASU~1 | 115 | 101 | 1100 | 0 | 0 | 0 | 0 | 0 | 0 | -0.02694 | -0.03113 | -0.03113 | -0.03113 | -0.01278 |  | 0 | 0 | 0 | 0 | 0
994946 | SUN_VERNON~2 | 115 | 101 | 99 | 0 | 0 | 0 | 0 | 0 | 0 | -0.00142 | -0.0027 | -0.0027 | -0.0027 | -0.01078 |  | 0 | 0 | 0 | 0 | 0
997010 | HVDC_COOLI~1 | 345 | 101 | 700 | 0 | 0 | 0 | 0 | 0 | 0 | -0.00142 | -0.00273 | -0.00273 | -0.00273 | -0.01075 |  | 0 | 0 | 0 | 0 | 0
997910 | SUN_VERNON~1 | 115 | 101 | 700 | 0 | 0 | 0 | 0 | 0 | 0 | -0.0014 | -0.0026 | -0.0026 | -0.0026 | -0.01069 |  | 0 | 0 | 0 | 0 | 0
994935 | SUN_CHESTN~1 | 115 | 101 | 680 | 0 | 0 | 0 | 0 | 0 | 0 | -0.00146 | -0.00266 | -0.00266 | -0.00266 | -0.01065 |  | 0 | 0 | 0 | 0 | 0
998476 | SUN_CARVER~1 | 46 | 101 | 802 | 0 | 0 | 0 | 0 | 0 | 0 | -0.00152 | -0.00263 | -0.00263 | -0.00263 | -0.01038 |  | 0 | 0 | 0 | 0 | 0
108949 | BELDENS | 4.16 | 101 | 704 | 0 | 0 | 0 | 0 | 0 | 0 | -0.00153 | -0.00262 | -0.00262 | -0.00262 | -0.01036 |  | 0 | 0 | 0 | 0 | 0
108951 | HUNTINGTON | 4.16 | 101 | 704 | 0 | 0 | 0 | 0 | 0 | 0 | -0.00153 | -0.00262 | -0.00262 | -0.00262 | -0.01036 |  | 0 | 0 | 0 | 0 | 0
108953 | PROCTOR HYD | 4.16 | 101 | 704 | 0 | 0 | 0 | 0 | 0 | 0 | -0.00154 | -0.00261 | -0.00261 | -0.00261 | -0.01032 |  | 0 | 0 | 0 | 0 | 0
109051 | GLEN HYDRO | 13.2 | 101 | 704 | 0 | 0 | 0 | 0 | 0 | 0 | -0.00156 | -0.00259 | -0.00259 | -0.00259 | -0.01026 |  | 0 | 0 | 0 | 0 | 0
109079 | PATCH HYDRO | 2.3 | 101 | 704 | 0 | 0 | 0 | 0 | 0 | 0 | -0.00156 | -0.00259 | -0.00259 | -0.00259 | -0.01026 |  | 0 | 0 | 0 | 0 | 0
109151 | COOL_PV_GEN | 0.6 | 101 | 703 | 0 | 0 | 0 | 0 | 0 | 0 | -0.00157 | -0.00258 | -0.00258 | -0.00258 | -0.01026 |  | 0 | 0 | 0 | 0 | 0
109053 | RUTLAND GT | 13.2 | 101 | 704 | 0 | 0 | 0 | 0 | 0 | 0 | -0.00156 | -0.00259 | -0.00259 | -0.00259 | -0.01025 |  | 0 | 0 | 0 | 0 | 0
109065 | RUT GT_D1_CR | 12.5 | 101 | 802 | 0 | 0 | 0 | 0 | 0 | 0 | -0.00156 | -0.00259 | -0.00259 | -0.00259 | -0.01025 |  | 0 | 0 | 0 | 0 | 0
109107 | WEYBRDGE | 12.5 | 101 | 704 | 0 | 0 | 0 | 0 | 0 | 0 | -0.00158 | -0.00257 | -0.00257 | -0.00257 | -0.01008 |  | 0 | 0 | 0 | 0 | 0
108992 | VERGENNES GN | 2.4 | 101 | 704 | 0 | 0 | 0 | 0 | 0 | 0 | -0.00159 | -0.00255 | -0.00255 | -0.00255 | -0.00996 |  | 0 | 0 | 0 | 0 | 0
997790 | SUN_VERGEN~1 | 115 | 101 | 700 | 45.98 | 0 | 50 | 45.98 | 0 | 4.02 | -0.00159 | -0.00255 | -0.00255 | -0.00255 | -0.00996 |  | 0 | 0 | 0 | 0 | 0
109103 | SILVERLAKE | 6.9 | 101 | 704 | 0 | 0 | 0 | 0 | 0 | 0 | -0.00166 | -0.00248 | -0.00248 | -0.00248 | -0.00976 |  | 0 | 0 | 0 | 0 | 0
108884 | BURLINGTN_GT | 13.8 | 101 | 704 | 0 | 0 | 0 | 0 | 0 | 0 | -0.00169 | -0.00244 | -0.00244 | -0.00244 | -0.00947 |  | 0 | 0 | 0 | 0 | 0
108891 | GORGE GT | 13.8 | 101 | 704 | 0 | 0 | 0 | 0 | 0 | 0 | -0.00179 | -0.00234 | -0.00234 | -0.00234 | -0.00901 |  | 0 | 0 | 0 | 0 | 0
108986 | GORGE_HYDRO | 4.16 | 101 | 704 | 0 | 0 | 0 | 0 | 0 | 0 | -0.00179 | -0.00234 | -0.00234 | -0.00234 | -0.00901 |  | 0 | 0 | 0 | 0 | 0
108988 | ESSEX DIESLS | 2.4 | 101 | 704 | 0 | 0 | 0 | 0 | 0 | 0 | -0.00179 | -0.00234 | -0.00234 | -0.00234 | -0.00901 |  | 0 | 0 | 0 | 0 | 0
108990 | ESSEX HYDRO | 2.4 | 101 | 704 | 0 | 0 | 0 | 0 | 0 | 0 | -0.00179 | -0.00234 | -0.00234 | -0.00234 | -0.00901 |  | 0 | 0 | 0 | 0 | 0
108875 | BED_WINOOSKI | 13.8 | 101 | 704 | 0 | 0 | 0 | 0 | 0 | 0 | -0.00179 | -0.00234 | -0.00234 | -0.00234 | -0.009 |  | 0 | 0 | 0 | 0 | 0
109160 | JC MCNEIL | 13.8 | 101 | 704 | 0 | 0 | 0 | 0 | 0 | 0 | -0.00179 | -0.00234 | -0.00234 | -0.00234 | -0.009 |  | 0 | 0 | 0 | 0 | 0
108893 | ASCUTNEY GT | 13.8 | 101 | 704 | 0 | 0 | 0 | 0 | 0 | 0 | -0.0021 | -0.00208 | -0.00208 | -0.00208 | -0.00869 |  | 0 | 0 | 0 | 0 | 0
108168 | GEORGIA MTN | 0.69 | 101 | 704 | 0 | 0 | 0 | 0 | 0 | 0 | -0.00185 | -0.00227 | -0.00227 | -0.00227 | -0.00868 |  | 0 | 0 | 0 | 0 | 0
109226 | PETERSON_GEN | 4 | 101 | 704 | 0 | 0 | 0 | 0 | 0 | 0 | -0.00185 | -0.00227 | -0.00227 | -0.00227 | -0.00868 |  | 0 | 0 | 0 | 0 | 0
109227 | CLARK FALLS | 2.4 | 101 | 704 | 0 | 0 | 0 | 0 | 0 | 0 | -0.00185 | -0.00227 | -0.00227 | -0.00227 | -0.00868 |  | 0 | 0 | 0 | 0 | 0
109229 | MILTON_G | 2.3 | 101 | 704 | 0 | 0 | 0 | 0 | 0 | 0 | -0.00185 | -0.00227 | -0.00227 | -0.00227 | -0.00868 |  | 0 | 0 | 0 | 0 | 0
109228 | FAIRFAX FALS | 2.3 | 101 | 704 | 0 | 0 | 0 | 0 | 0 | 0 | -0.00186 | -0.00226 | -0.00226 | -0.00226 | -0.00865 |  | 0 | 0 | 0 | 0 | 0
998265 | SUN_WINDSOR | 46 | 101 | 812 | 0 | 0 | 0 | 0 | 0 | 0 | -0.00208 | -0.00209 | -0.00209 | -0.00209 | -0.00861 |  | 0 | 0 | 0 | 0 | 0
107324 | HG_CONVRTR_S | 115 | 101 | 703 | 0 | 0 | 0 | 0 | 0 | 0 | -0.00189 | -0.00223 | -0.00223 | -0.00223 | -0.00847 |  | 0 | 0 | 0 | 0 | 0
911524 | HIGH_DGEN | 115 | 101 | 703 | 0 | 0 | 0 | 0 | 0 | 0 | -0.00189 | -0.00223 | -0.00223 | -0.00223 | -0.00847 |  | 0 | 0 | 0 | 0 | 0
108894 | SWANTON GT | 13.8 | 101 | 704 | 0 | 0 | 0 | 0 | 0 | 0 | -0.00189 | -0.00223 | -0.00223 | -0.00223 | -0.00846 |  | 0 | 0 | 0 | 0 | 0
109280 | SHELDON_G1 | 4.16 | 101 | 704 | 0 | 0 | 0 | 0 | 0 | 0 | -0.00189 | -0.00223 | -0.00223 | -0.00223 | -0.00846 |  | 0 | 0 | 0 | 0 | 0
109281 | SHELDON_G2 | 4.16 | 101 | 704 | 0 | 0 | 0 | 0 | 0 | 0 | -0.00189 | -0.00223 | -0.00223 | -0.00223 | -0.00846 |  | 0 | 0 | 0 | 0 | 0
109282 | SHELDON_G3 | 4.16 | 101 | 704 | 0 | 0 | 0 | 0 | 0 | 0 | -0.00189 | -0.00223 | -0.00223 | -0.00223 | -0.00846 |  | 0 | 0 | 0 | 0 | 0
109141 | TAFTSVL_GEN | 12.5 | 101 | 704 | 0 | 0 | 0 | 0 | 0 | 0 | -0.00206 | -0.00209 | -0.00209 | -0.00209 | -0.0084 |  | 0 | 0 | 0 | 0 | 0
109140 | NO HARTLAND | 4.16 | 101 | 704 | 0 | 0 | 0 | 0 | 0 | 0 | -0.00207 | -0.00208 | -0.00208 | -0.00208 | -0.00834 |  | 0 | 0 | 0 | 0 | 0
994990 | SUN_FITZWI~1 | 115 | 101 | 680 | 0 | 0 | 0 | 0 | 0 | 0 | -0.00237 | -0.00187 | -0.00187 | -0.00187 | -0.00832 |  | 0 | 0 | 0 | 0 | 0
106033 | SLAYTON HIL1 | 13.8 | 101 | 400 | 0 | 0 | 0 | 0 | 0 | 0 | -0.00209 | -0.00206 | -0.00206 | -0.00206 | -0.00829 |  | 0 | 0 | 0 | 0 | 0
109072 | BOLTON FALLS | 4.16 | 101 | 704 | 0 | 0 | 0 | 0 | 0 | 0 | -0.00196 | -0.00216 | -0.00216 | -0.00216 | -0.00817 |  | 0 | 0 | 0 | 0 | 0
109573 | WILDER | 13.8 | 101 | 400 | 0 | 0 | 0 | 0 | 0 | 0 | -0.0021 | -0.00205 | -0.00205 | -0.00205 | -0.00814 |  | 0 | 0 | 0 | 0 | 0
109076 | LTTLE RIVER | 4.16 | 101 | 704 | 0 | 0 | 0 | 0 | 0 | 0 | -0.002 | -0.00212 | -0.00212 | -0.00212 | -0.008 |  | 0 | 0 | 0 | 0 | 0
109550 | BELLOWS FALS | 6.9 | 101 | 400 | 0 | 0 | 0 | 0 | 0 | 0 | -0.00258 | -0.00168 | -0.00168 | -0.00168 | -0.00796 |  | 0 | 0 | 0 | 0 | 0
998940 | SUN_WESTMI~1 | 12.5 | 101 | 822 | 0 | 0 | 0 | 0 | 0 | 0 | -0.00258 | -0.00168 | -0.00168 | -0.00168 | -0.00796 |  | 0 | 0 | 0 | 0 | 0
109080 | MORETOWN | 4.16 | 101 | 704 | 0 | 0 | 0 | 0 | 0 | 0 | -0.00201 | -0.0021 | -0.0021 | -0.0021 | -0.00792 |  | 0 | 0 | 0 | 0 | 0
113451 | CHINOOK_PV | 0.6 | 101 | 1110 | 0 | 0 | 0 | 0 | 0 | 0 | -0.00269 | -0.0016 | -0.0016 | -0.0016 | -0.00785 |  | 0 | 0 | 0 | 0 | 0
105345 | HEMPHILL PWR | 13.8 | 101 | 564 | 17.5 | 0 | 17.5 | 17.5 | 0 | 0 | -0.00214 | -0.002 | -0.002 | -0.002 | -0.0078 |  | 0 | 0 | 0 | 0 | 0
105350 | LEMP_STRING1 | 0.69 | 101 | 564 | 2.21 | 0 | 2.21 | 2.21 | 0 | 0 | -0.00214 | -0.002 | -0.002 | -0.002 | -0.0078 |  | 0 | 0 | 0 | 0 | 0
105351 | LEMP_STRING2 | 0.69 | 101 | 564 | 2.21 | 0 | 2.21 | 2.21 | 0 | 0 | -0.00214 | -0.002 | -0.002 | -0.002 | -0.0078 |  | 0 | 0 | 0 | 0 | 0
109321 | KCW_JAY_SC1 | 13.8 | 101 | 704 | 0 | 0 | 0 | 0 | 0 | 0 | -0.00202 | -0.00209 | -0.00209 | -0.00209 | -0.0078 |  | 0 | 0 | 0 | 0 | 0
994451 | SUN_NORTH ~2 | 115 | 101 | 560 | 15 | 0 | 15 | 15 | 0 | 0 | -0.00214 | -0.002 | -0.002 | -0.002 | -0.0078 |  | 0 | 0 | 0 | 0 | 0
108905 | KINGDOM_GEN | 0.65 | 101 | 704 | 12 | 0 | 12 | 12 | 0 | 0 | -0.00202 | -0.00208 | -0.00208 | -0.00208 | -0.00778 |  | 0 | 0 | 0 | 0 | 0
108895 | BERLIN VT_GT | 13.2 | 101 | 704 | 0 | 0 | 0 | 0 | 0 | 0 | -0.00206 | -0.00205 | -0.00205 | -0.00205 | -0.00769 |  | 0 | 0 | 0 | 0 | 0
109234 | COVENTRY_GEN | 4.16 | 101 | 704 | 0 | 0 | 0 | 0 | 0 | 0 | -0.00206 | -0.00205 | -0.00205 | -0.00205 | -0.00762 |  | 0 | 0 | 0 | 0 | 0
109277 | NEWPORT HY | 4.16 | 101 | 704 | 0 | 0 | 0 | 0 | 0 | 0 | -0.00206 | -0.00205 | -0.00205 | -0.00205 | -0.00761 |  | 0 | 0 | 0 | 0 | 0
997560 | SUN_BARRE | 115 | 101 | 700 | 25.58 | 0 | 25.58 | 25.58 | 0 | 0 | -0.00211 | -0.002 | -0.002 | -0.002 | -0.00746 |  | 0 | 0 | 0 | 0 | 0
109104 | MARSHFIELD | 4.16 | 101 | 704 | 0 | 0 | 0 | 0 | 0 | 0 | -0.0021 | -0.00201 | -0.00201 | -0.00201 | -0.00745 |  | 0 | 0 | 0 | 0 | 0
105731 | ANTRIM GSU | 0.69 | 101 | 684 | 0 | 0 | 0 | 0 | 0 | 0 | -0.00217 | -0.00193 | -0.00193 | -0.00193 | -0.0074 |  | 0 | 0 | 0 | 0 | 0
994895 | WND_TUTTLE~1 | 115 | 101 | 680 | 28.4 | 0 | 28.4 | 28.4 | 0 | 0 | -0.00217 | -0.00193 | -0.00193 | -0.00193 | -0.0074 |  | 0 | 0 | 0 | 0 | 0
108898 | SHEFLD CLR-N | 0.69 | 101 | 704 | 0 | 0 | 0 | 0 | 0 | 0 | -0.00215 | -0.00195 | -0.00195 | -0.00195 | -0.00715 |  | 0 | 0 | 0 | 0 | 0
108899 | SHEFLD CLR-S | 0.69 | 101 | 704 | 0 | 0 | 0 | 0 | 0 | 0 | -0.00215 | -0.00195 | -0.00195 | -0.00195 | -0.00715 |  | 0 | 0 | 0 | 0 | 0
109102 | WDANVILLE HY | 7.2 | 101 | 704 | 0 | 0 | 0 | 0 | 0 | 0 | -0.00216 | -0.00194 | -0.00194 | -0.00194 | -0.00713 |  | 0 | 0 | 0 | 0 | 0
105726 | JACKMAN HYD | 2.4 | 101 | 684 | 3.6 | 0 | 3.6 | 3.6 | 0 | 0 | -0.00222 | -0.00188 | -0.00188 | -0.00188 | -0.00698 |  | 0 | 0 | 0 | 0 | 0
113404 | WMI MILLBURY | 13.8 | 101 | 1110 | 40.94 | 0 | 40.94 | 40.94 | 0 | 0 | -0.01103 | -0.00856 | -0.00856 | -0.00856 | -0.00691 |  | 0 | 0 | 0 | 0 | 0
109106 | BARNET_D | 2.4 | 101 | 704 | 0 | 0 | 0 | 0 | 0 | 0 | -0.00222 | -0.00188 | -0.00188 | -0.00188 | -0.00682 |  | 0 | 0 | 0 | 0 | 0
106048 | MCINDOES FLS | 2.4 | 101 | 400 | 0 | 0 | 0 | 0 | 0 | 0 | -0.00222 | -0.00188 | -0.00188 | -0.00188 | -0.00681 |  | 0 | 0 | 0 | 0 | 0
109070 | DODGE FALLS | 4.25 | 101 | 704 | 0 | 0 | 0 | 0 | 0 | 0 | -0.00222 | -0.00188 | -0.00188 | -0.00188 | -0.00681 |  | 0 | 0 | 0 | 0 | 0
109131 | BATH | 2.4 | 101 | 704 | 0 | 0 | 0 | 0 | 0 | 0 | -0.00222 | -0.00188 | -0.00188 | -0.00188 | -0.00681 |  | 0 | 0 | 0 | 0 | 0
109170 | RYEGATE WOOD | 13.8 | 101 | 704 | 19 | 0 | 19 | 19 | 0 | 0 | -0.00222 | -0.00188 | -0.00188 | -0.00188 | -0.00681 |  | 0 | 0 | 0 | 0 | 0
109248 | EAST BARNET | 4 | 101 | 704 | 0 | 0 | 0 | 0 | 0 | 0 | -0.00223 | -0.00186 | -0.00186 | -0.00186 | -0.00672 |  | 0 | 0 | 0 | 0 | 0
109252 | PASSUMPSIC | 2.4 | 101 | 704 | 0 | 0 | 0 | 0 | 0 | 0 | -0.00223 | -0.00186 | -0.00186 | -0.00186 | -0.00672 |  | 0 | 0 | 0 | 0 | 0
109253 | ARNOLD FALLS | 2.3 | 101 | 704 | 0 | 0 | 0 | 0 | 0 | 0 | -0.00223 | -0.00186 | -0.00186 | -0.00186 | -0.00672 |  | 0 | 0 | 0 | 0 | 0
109254 | PIERCE MILLS | 2.3 | 101 | 704 | 0 | 0 | 0 | 0 | 0 | 0 | -0.00223 | -0.00186 | -0.00186 | -0.00186 | -0.00672 |  | 0 | 0 | 0 | 0 | 0
994264 | SUN_LITTLE~1 | 115 | 101 | 560 | 27 | 0 | 27 | 27 | 0 | 0 | -0.00227 | -0.00182 | -0.00182 | -0.00182 | -0.00651 |  | 0 | 0 | 0 | 0 | 0
105110 | GRANITE DVAR | 0.48 | 101 | 524 | 0 | 0 | 0 | 0 | 0 | 0 | -0.00227 | -0.00182 | -0.00182 | -0.00182 | -0.0065 |  | 0 | 0 | 0 | 0 | 0
105113 | GRANITE_DIX | 1 | 101 | 524 | 6.34 | 0 | 6.34 | 6.34 | 0 | 0 | -0.00227 | -0.00182 | -0.00182 | -0.00182 | -0.0065 |  | 0 | 0 | 0 | 0 | 0
105117 | GW_FSH_AG 9A | 1 | 101 | 524 | 8.15 | 0 | 8.15 | 8.15 | 0 | 0 | -0.00227 | -0.00182 | -0.00182 | -0.00182 | -0.0065 |  | 0 | 0 | 0 | 0 | 0
105120 | GW_FSH_T33L | 1 | 101 | 524 | 0.91 | 0 | 0.91 | 0.91 | 0 | 0 | -0.00227 | -0.00182 | -0.00182 | -0.00182 | -0.0065 |  | 0 | 0 | 0 | 0 | 0
105123 | GW_FSH_T31L | 1 | 101 | 524 | 0.91 | 0 | 0.91 | 0.91 | 0 | 0 | -0.00227 | -0.00182 | -0.00182 | -0.00182 | -0.0065 |  | 0 | 0 | 0 | 0 | 0
105125 | GW_FSH_T32L | 1 | 101 | 524 | 0.91 | 0 | 0.91 | 0.91 | 0 | 0 | -0.00227 | -0.00182 | -0.00182 | -0.00182 | -0.0065 |  | 0 | 0 | 0 | 0 | 0
105128 | GRAN OWLAG | 1 | 101 | 524 | 4.53 | 0 | 4.53 | 4.53 | 0 | 0 | -0.00227 | -0.00182 | -0.00182 | -0.00182 | -0.0065 |  | 0 | 0 | 0 | 0 | 0
105132 | GW_OWL_T16L | 1 | 101 | 524 | 0.91 | 0 | 0.91 | 0.91 | 0 | 0 | -0.00227 | -0.00182 | -0.00182 | -0.00182 | -0.0065 |  | 0 | 0 | 0 | 0 | 0
105135 | GW_OWL_T15L | 1 | 101 | 524 | 0.91 | 0 | 0.91 | 0.91 | 0 | 0 | -0.00227 | -0.00182 | -0.00182 | -0.00182 | -0.0065 |  | 0 | 0 | 0 | 0 | 0
105138 | GW_OWL_T14L | 1 | 101 | 524 | 0.91 | 0 | 0.91 | 0.91 | 0 | 0 | -0.00227 | -0.00182 | -0.00182 | -0.00182 | -0.0065 |  | 0 | 0 | 0 | 0 | 0
105140 | GW_OWL_T13L | 1 | 101 | 524 | 0.91 | 0 | 0.91 | 0.91 | 0 | 0 | -0.00227 | -0.00182 | -0.00182 | -0.00182 | -0.0065 |  | 0 | 0 | 0 | 0 | 0
105143 | GW_OWL_T12L | 1 | 101 | 524 | 0.91 | 0 | 0.91 | 0.91 | 0 | 0 | -0.00227 | -0.00182 | -0.00182 | -0.00182 | -0.0065 |  | 0 | 0 | 0 | 0 | 0
105145 | GW_OWL_T11L | 1 | 101 | 524 | 0.91 | 0 | 0.91 | 0.91 | 0 | 0 | -0.00227 | -0.00182 | -0.00182 | -0.00182 | -0.0065 |  | 0 | 0 | 0 | 0 | 0
105147 | GW_OWL_T10L | 1 | 101 | 524 | 0.91 | 0 | 0.91 | 0.91 | 0 | 0 | -0.00227 | -0.00182 | -0.00182 | -0.00182 | -0.0065 |  | 0 | 0 | 0 | 0 | 0
105149 | GW_OWL_T09L | 1 | 101 | 524 | 0.91 | 0 | 0.91 | 0.91 | 0 | 0 | -0.00227 | -0.00182 | -0.00182 | -0.00182 | -0.0065 |  | 0 | 0 | 0 | 0 | 0
105151 | GW_OWL_T08L | 1 | 101 | 524 | 0.91 | 0 | 0.91 | 0.91 | 0 | 0 | -0.00227 | -0.00182 | -0.00182 | -0.00182 | -0.0065 |  | 0 | 0 | 0 | 0 | 0
105152 | SMITH HYDRO | 6.6 | 101 | 523 | 17.6 | 0 | 17.6 | 17.6 | 0 | 0 | -0.00227 | -0.00182 | -0.00182 | -0.00182 | -0.0065 |  | 0 | 0 | 0 | 0 | 0
105180 | PONTOOK HYD | 4.16 | 101 | 524 | 9.6 | 0 | 9.6 | 9.6 | 0 | 0 | -0.00227 | -0.00182 | -0.00182 | -0.00182 | -0.0065 |  | 0 | 0 | 0 | 0 | 0
105188 | BURGESS GEN | 13.8 | 101 | 523 | 65.38 | 0 | 65.38 | 65.38 | 0 | 0 | -0.00227 | -0.00182 | -0.00182 | -0.00182 | -0.0065 |  | 0 | 0 | 0 | 0 | 0
105193 | GLAKES BERLN | 23 | 101 | 524 | 25 | 0 | 25 | 25 | 0 | 0 | -0.00227 | -0.00182 | -0.00182 | -0.00182 | -0.0065 |  | 0 | 0 | 0 | 0 | 0
105194 | GORHAM HYDRO | 2.3 | 101 | 524 | 2.05 | 0 | 2.05 | 2.05 | 0 | 0 | -0.00227 | -0.00182 | -0.00182 | -0.00182 | -0.0065 |  | 0 | 0 | 0 | 0 | 0
105197 | JERICHO | 0.69 | 101 | 523 | 2.5 | 0 | 2.5 | 2.5 | 0 | 0 | -0.00227 | -0.00182 | -0.00182 | -0.00182 | -0.0065 |  | 0 | 0 | 0 | 0 | 0
105206 | LOST NATION | 13.2 | 101 | 524 | 14.1 | 0 | 14.1 | 14.1 | 0 | 0 | -0.00227 | -0.00182 | -0.00182 | -0.00182 | -0.0065 |  | 0 | 0 | 0 | 0 | 0
105219 | BETHLEHEM | 13.8 | 101 | 524 | 15.75 | 0 | 15.75 | 15.75 | 0 | 0 | -0.00227 | -0.00182 | -0.00182 | -0.00182 | -0.0065 |  | 0 | 0 | 0 | 0 | 0
105221 | WHITEFLD P&L | 13.8 | 101 | 524 | 18 | 0 | 18 | 18 | 0 | 0 | -0.00227 | -0.00182 | -0.00182 | -0.00182 | -0.0065 |  | 0 | 0 | 0 | 0 | 0
994210 | SUN_PARIS | 115 | 101 | 520 | 45 | 0 | 45 | 45 | 0 | 0 | -0.00227 | -0.00182 | -0.00182 | -0.00182 | -0.0065 |  | 0 | 0 | 0 | 0 | 0
994220 | WAT BAT_BE~1 | 115 | 101 | 520 | 15 | 0 | 15 | 15 | 0 | 0 | -0.00227 | -0.00182 | -0.00182 | -0.00182 | -0.0065 |  | 0 | 0 | 0 | 0 | 0
994231 | SUNBAT_Ber~1 | 115 | 101 | 520 | 113.01 | 0 | 113.01 | 113.01 | 0 | 0 | -0.00227 | -0.00182 | -0.00182 | -0.00182 | -0.0065 |  | 0 | 0 | 0 | 0 | 0
106044 | MOORE G1 | 13.8 | 101 | 400 | 51.82 | 0 | 51.82 | 51.82 | 0 | 0 | -0.00227 | -0.00181 | -0.00181 | -0.00181 | -0.00649 |  | 0 | 0 | 0 | 0 | 0
106046 | MOORE G3 | 13.8 | 101 | 400 | 47.27 | 0 | 47.27 | 47.27 | 0 | 0 | -0.00228 | -0.00181 | -0.00181 | -0.00181 | -0.00647 |  | 0 | 0 | 0 | 0 | 0
106045 | MOORE G2 | 13.8 | 101 | 400 | 47.27 | 0 | 47.27 | 47.27 | 0 | 0 | -0.00228 | -0.0018 | -0.0018 | -0.0018 | -0.00643 |  | 0 | 0 | 0 | 0 | 0
106047 | MOORE G4 | 13.8 | 101 | 400 | 47.27 | 0 | 47.27 | 47.27 | 0 | 0 | -0.00228 | -0.0018 | -0.0018 | -0.0018 | -0.00643 |  | 0 | 0 | 0 | 0 | 0
996009 | WAT_MOORE ~1 | 230 | 101 | 400 | 4.6 | 0 | 4.6 | 4.6 | 0 | 0 | -0.00228 | -0.0018 | -0.0018 | -0.0018 | -0.00643 |  | 0 | 0 | 0 | 0 | 0
105271 | WHITELAKE_JT | 13.8 | 101 | 564 | 18.1 | 0 | 18.1 | 18.1 | 0 | 0 | -0.00228 | -0.0018 | -0.0018 | -0.0018 | -0.00642 |  | 0 | 0 | 0 | 0 | 0
105276 | TAMWORTH GEN | 13.8 | 101 | 564 | 21.15 | 0 | 21.15 | 21.15 | 0 | 0 | -0.00228 | -0.0018 | -0.0018 | -0.0018 | -0.00642 |  | 0 | 0 | 0 | 0 | 0
105288 | GROTON G1 | 0.69 | 101 | 564 | 4.88 | 0 | 4.88 | 4.88 | 0 | 0 | -0.00228 | -0.0018 | -0.0018 | -0.0018 | -0.00642 |  | 0 | 0 | 0 | 0 | 0
105290 | GROTON G2 | 0.69 | 101 | 564 | 4.88 | 0 | 4.88 | 4.88 | 0 | 0 | -0.00228 | -0.0018 | -0.0018 | -0.0018 | -0.00642 |  | 0 | 0 | 0 | 0 | 0
105291 | GROTON DVAR | 0.48 | 101 | 564 | 0 | 0 | 0 | 0 | 0 | 0 | -0.00228 | -0.0018 | -0.0018 | -0.0018 | -0.00642 |  | 0 | 0 | 0 | 0 | 0
106040 | COMERFORD G1 | 13.8 | 101 | 400 | 32.24 | 0 | 32.24 | 32.24 | 0 | 0 | -0.00229 | -0.0018 | -0.0018 | -0.0018 | -0.00642 |  | 0 | 0 | 0 | 0 | 0
106041 | COMERFORD G2 | 13.8 | 101 | 400 | 44.63 | 0 | 44.63 | 44.63 | 0 | 0 | -0.00229 | -0.0018 | -0.0018 | -0.0018 | -0.00642 |  | 0 | 0 | 0 | 0 | 0
106042 | COMERFORD G3 | 13.8 | 101 | 400 | 44.63 | 0 | 44.63 | 44.63 | 0 | 0 | -0.00229 | -0.0018 | -0.0018 | -0.0018 | -0.00642 |  | 0 | 0 | 0 | 0 | 0
106043 | COMERFORD G4 | 13.8 | 101 | 400 | 44.63 | 0 | 44.63 | 44.63 | 0 | 0 | -0.00229 | -0.0018 | -0.0018 | -0.0018 | -0.00642 |  | 0 | 0 | 0 | 0 | 0
996003 | SUN_COMERF~1 | 230 | 101 | 400 | 76.25 | 0 | 76.25 | 76.25 | 0 | 0 | -0.00229 | -0.0018 | -0.0018 | -0.0018 | -0.00642 |  | 0 | 0 | 0 | 0 | 0
105297 | BRIDGEWATER | 13.8 | 101 | 564 | 15.75 | 0 | 15.75 | 15.75 | 0 | 0 | -0.00228 | -0.00179 | -0.00179 | -0.00179 | -0.0064 |  | 0 | 0 | 0 | 0 | 0
105310 | ALEXANDRIA_G | 13.8 | 101 | 564 | 16.5 | 0 | 16.5 | 16.5 | 0 | 0 | -0.00229 | -0.00179 | -0.00179 | -0.00179 | -0.00638 |  | 0 | 0 | 0 | 0 | 0
105317 | AYERS ISLAND | 2.3 | 101 | 564 | 9.08 | 0 | 9.08 | 9.08 | 0 | 0 | -0.00229 | -0.00179 | -0.00179 | -0.00179 | -0.00638 |  | 0 | 0 | 0 | 0 | 0
105324 | EASTMAN FALS | 2.4 | 101 | 564 | 6.47 | 0 | 6.47 | 6.47 | 0 | 0 | -0.00229 | -0.00179 | -0.00179 | -0.00179 | -0.00636 |  | 0 | 0 | 0 | 0 | 0
105334 | LACONIA | 34.5 | 101 | 562 | 0.89 | 0 | 0.89 | 0.89 | 0 | 0 | -0.00229 | -0.00179 | -0.00179 | -0.00179 | -0.00636 |  | 0 | 0 | 0 | 0 | 0
994418 | SUN_WEBSTER | 115 | 101 | 560 | 19.9 | 0 | 19.9 | 19.9 | 0 | 0 | -0.00229 | -0.00179 | -0.00179 | -0.00179 | -0.00636 |  | 0 | 0 | 0 | 0 | 0
993328 | SUN_EAST W~1 | 69 | 101 | 1110 | 9.93 | 0 | 9.93 | 9.93 | 0 | 0 | -0.01 | -0.0064 | -0.0064 | -0.0064 | -0.006 |  | 0 | 0 | 0 | 0 | 0
105357 | FARMWOOD_SC1 | 12.5 | 101 | 563 | 0 | 0 | 0 | 0 | 0 | 0 | -0.00233 | -0.00173 | -0.00173 | -0.00173 | -0.00596 |  | 0 | 0 | 0 | 0 | 0
105358 | FARMWOOD_SC2 | 12.5 | 101 | 563 | 0 | 0 | 0 | 0 | 0 | 0 | -0.00233 | -0.00173 | -0.00173 | -0.00173 | -0.00596 |  | 0 | 0 | 0 | 0 | 0
105362 | WES CONCORD | 4.16 | 101 | 644 | 13 | 0 | 13 | 13 | 0 | 0 | -0.00233 | -0.00173 | -0.00173 | -0.00173 | -0.00596 |  | 0 | 0 | 0 | 0 | 0
105374 | GARVINS HYD | 11 | 101 | 644 | 7.66 | 0 | 7.66 | 7.66 | 0 | 0 | -0.00236 | -0.00168 | -0.00168 | -0.00168 | -0.00567 |  | 0 | 0 | 0 | 0 | 0
105375 | HOOKSET HYD | 11 | 101 | 644 | 7.15 | 0 | 7.15 | 7.15 | 0 | 0 | -0.00236 | -0.00168 | -0.00168 | -0.00168 | -0.00567 |  | 0 | 0 | 0 | 0 | 0
994484 | SUN_GARVINS | 115 | 101 | 640 | 17.5 | 0 | 17.5 | 17.5 | 0 | 0 | -0.00236 | -0.00168 | -0.00168 | -0.00168 | -0.00567 |  | 0 | 0 | 0 | 0 | 0
105700 | AMOSKEAG N. | 2.3 | 101 | 644 | 8.75 | 0 | 8.75 | 8.75 | 0 | 0 | -0.00236 | -0.00169 | -0.00169 | -0.00169 | -0.00566 |  | 0 | 0 | 0 | 0 | 0
105701 | AMOSKEAG S. | 2.3 | 101 | 644 | 8.75 | 0 | 8.75 | 8.75 | 0 | 0 | -0.00236 | -0.00169 | -0.00169 | -0.00169 | -0.00566 |  | 0 | 0 | 0 | 0 | 0
105385 | MERRIMACK_G1 | 14.4 | 101 | 643 | 112.5 | 0 | 112.5 | 112.5 | 0 | 0 | -0.00237 | -0.00168 | -0.00168 | -0.00168 | -0.00565 |  | 0 | 0 | 0 | 0 | 0
105386 | MERRIMACK_G2 | 24 | 101 | 643 | 335.49 | 0 | 335.49 | 335.49 | 0 | 0 | -0.00237 | -0.00168 | -0.00168 | -0.00168 | -0.00565 |  | 0 | 0 | 0 | 0 | 0
105387 | MERRIMACK_CT | 13.8 | 101 | 643 | 35.4 | 0 | 35.4 | 35.4 | 0 | 0 | -0.00237 | -0.00168 | -0.00168 | -0.00168 | -0.00565 |  | 0 | 0 | 0 | 0 | 0
995034 | SUN_S-MILF~1 | 115 | 101 | 640 | 16 | 0 | 16 | 16 | 0 | 0 | -0.00233 | -0.0017 | -0.0017 | -0.0017 | -0.0056 |  | 0 | 0 | 0 | 0 | 0
113907 | SHREWSBRY | 69 | 101 | 1214 | 0 | 0 | 0 | 0 | 0 | 0 | -0.00824 | -0.00566 | -0.00566 | -0.00566 | -0.00558 |  | 0 | 0 | 0 | 0 | 0
994502 | WND_PINE H~1 | 115 | 101 | 640 | 4.98 | 0 | 4.98 | 4.98 | 0 | 0 | -0.00236 | -0.00167 | -0.00167 | -0.00167 | -0.00552 |  | 0 | 0 | 0 | 0 | 0
113444 | QP698 | 0.48 | 101 | 1110 | 0 | 0 | 0 | 0 | 0 | 0 | -0.00435 | -0.00017 | -0.00017 | -0.00017 | -0.0054 |  | 0 | 0 | 0 | 0 | 0
993283 | SUN_E WINC~1 | 115 | 101 | 1110 | 0 | 0 | 0 | 0 | 0 | 0 | -0.00435 | -0.00017 | -0.00017 | -0.00017 | -0.0054 |  | 0 | 0 | 0 | 0 | 0
105633 | GRANITE R ST | 16 | 101 | 643 | 231.83 | 0 | 231.83 | 231.83 | 0 | 0 | -0.00238 | -0.00164 | -0.00164 | -0.00164 | -0.00527 |  | 0 | 0 | 0 | 0 | 0
105882 | MINES FALLS | 34.5 | 101 | 644 | 0.83 | 0 | 0.83 | 0.83 | 0 | 0 | -0.00239 | -0.00163 | -0.00163 | -0.00163 | -0.00524 |  | 0 | 0 | 0 | 0 | 0
113926 | CHERRYST DSL | 4.16 | 101 | 1220 | 16.8 | 0 | 16.8 | 16.8 | 0 | 0 | -0.00757 | -0.00521 | -0.00521 | -0.00521 | -0.0052 |  | 0 | 0 | 0 | 0 | 0
105415 | ROCH LANDFIL | 4.16 | 101 | 604 | 4.98 | 0 | 4.98 | 4.98 | 0 | 0 | -0.00239 | -0.00162 | -0.00162 | -0.00162 | -0.00516 |  | 0 | 0 | 0 | 0 | 0
994517 | SUN_EASTPORT | 115 | 101 | 600 | 38 | 0 | 38 | 38 | 0 | 0 | -0.00239 | -0.00162 | -0.00162 | -0.00162 | -0.00516 |  | 0 | 0 | 0 | 0 | 0
994704 | SUN_BRENTW~1 | 115 | 101 | 600 | 10 | 0 | 10 | 10 | 0 | 0 | -0.00239 | -0.00162 | -0.00162 | -0.00162 | -0.00516 |  | 0 | 0 | 0 | 0 | 0
105450 | SCHILLER_G4 | 13.8 | 101 | 603 | 47.5 | 0 | 47.5 | 47.5 | 0 | 0 | -0.00239 | -0.00162 | -0.00162 | -0.00162 | -0.00513 |  | 0 | 0 | 0 | 0 | 0
105451 | SCHILLER_G5 | 13.8 | 101 | 603 | 49.6 | 0 | 49.6 | 49.6 | 0 | 0 | -0.00239 | -0.00162 | -0.00162 | -0.00162 | -0.00513 |  | 0 | 0 | 0 | 0 | 0
105452 | SCHILLER_G6 | 13.8 | 101 | 603 | 48 | 0 | 48 | 48 | 0 | 0 | -0.00239 | -0.00162 | -0.00162 | -0.00162 | -0.00513 |  | 0 | 0 | 0 | 0 | 0
105454 | SCHILLER JET | 13.8 | 101 | 604 | 17.62 | 0 | 17.62 | 17.62 | 0 | 0 | -0.00239 | -0.00162 | -0.00162 | -0.00162 | -0.00513 |  | 0 | 0 | 0 | 0 | 0
100351 | KIBBY STRNG1 | 1 | 101 | 144 | 6.03 | 0 | 6.03 | 6.03 | 0 | 0 | -0.00239 | -0.00161 | -0.00161 | -0.00161 | -0.00505 |  | 0 | 0 | 0 | 0 | 0
100352 | KIBBY STRNG2 | 1 | 101 | 144 | 0 | 0 | 0 | 0 | 0 | 0 | -0.00239 | -0.00161 | -0.00161 | -0.00161 | -0.00505 |  | 0 | 0 | 0 | 0 | 0
100353 | KIBBY STRNG3 | 1 | 101 | 144 | 6.03 | 0 | 6.03 | 6.03 | 0 | 0 | -0.00239 | -0.00161 | -0.00161 | -0.00161 | -0.00505 |  | 0 | 0 | 0 | 0 | 0
100354 | KIBBY STRNG4 | 1 | 101 | 144 | 4.17 | 0 | 4.17 | 4.17 | 0 | 0 | -0.00239 | -0.00161 | -0.00161 | -0.00161 | -0.00505 |  | 0 | 0 | 0 | 0 | 0
100355 | KIBBY W DVAR | 34.5 | 101 | 144 | 0 | 0 | 0 | 0 | 0 | 0 | -0.00239 | -0.00161 | -0.00161 | -0.00161 | -0.00505 |  | 0 | 0 | 0 | 0 | 0
100356 | HARRIS HY T1 | 13.8 | 101 | 113 | 17 | 0 | 17 | 17 | 0 | 0 | -0.00239 | -0.00161 | -0.00161 | -0.00161 | -0.00505 |  | 0 | 0 | 0 | 0 | 0
100357 | HARRIS HY T2 | 13.8 | 101 | 113 | 0 | 0 | 0 | 0 | 0 | 0 | -0.00239 | -0.00161 | -0.00161 | -0.00161 | -0.00505 |  | 0 | 0 | 0 | 0 | 0
100358 | HARRIS HY T3 | 13.8 | 101 | 113 | 0 | 0 | 0 | 0 | 0 | 0 | -0.00239 | -0.00161 | -0.00161 | -0.00161 | -0.00505 |  | 0 | 0 | 0 | 0 | 0
100359 | VERJAY RILEY | 2.4 | 101 | 114 | 6.6 | 0 | 6.6 | 6.6 | 0 | 0 | -0.00239 | -0.00161 | -0.00161 | -0.00161 | -0.00505 |  | 0 | 0 | 0 | 0 | 0
100360 | WYMAN HYD#1 | 13.8 | 101 | 113 | 29.01 | 0 | 29.01 | 29.01 | 0 | 0 | -0.00239 | -0.00161 | -0.00161 | -0.00161 | -0.00505 |  | 0 | 0 | 0 | 0 | 0
100361 | WYMAN HYD#2 | 13.8 | 101 | 113 | 29.9 | 0 | 29.9 | 29.9 | 0 | 0 | -0.00239 | -0.00161 | -0.00161 | -0.00161 | -0.00505 |  | 0 | 0 | 0 | 0 | 0
100362 | WYMAN HYD#3 | 13.8 | 101 | 113 | 0 | 0 | 0 | 0 | 0 | 0 | -0.00239 | -0.00161 | -0.00161 | -0.00161 | -0.00505 |  | 0 | 0 | 0 | 0 | 0
100363 | WILLIAMS #1 | 6.9 | 101 | 113 | 8.22 | 0 | 8.22 | 8.22 | 0 | 0 | -0.00239 | -0.00161 | -0.00161 | -0.00161 | -0.00505 |  | 0 | 0 | 0 | 0 | 0
100364 | WILLIAMS #2 | 6.9 | 101 | 113 | 0 | 0 | 0 | 0 | 0 | 0 | -0.00239 | -0.00161 | -0.00161 | -0.00161 | -0.00505 |  | 0 | 0 | 0 | 0 | 0
100367 | YARMOUTH #3 | 14.4 | 101 | 113 | 116 | 0 | 116 | 116 | 0 | 0 | -0.0024 | -0.00161 | -0.00161 | -0.00161 | -0.00505 |  | 0 | 0 | 0 | 0 | 0
100368 | YARMOUTH #4 | 22 | 101 | 113 | 0 | 0 | 0 | 0 | 0 | 0 | -0.00239 | -0.00161 | -0.00161 | -0.00161 | -0.00505 |  | 0 | 0 | 0 | 0 | 0
100370 | AEI LIVERMRE | 13.8 | 101 | 113 | 35.3 | 0 | 35.3 | 35.3 | 0 | 0 | -0.00239 | -0.00161 | -0.00161 | -0.00161 | -0.00505 |  | 0 | 0 | 0 | 0 | 0
100372 | SEA STRATTON | 13.8 | 101 | 113 | 0 | 0 | 0 | 0 | 0 | 0 | -0.00239 | -0.00161 | -0.00161 | -0.00161 | -0.00505 |  | 0 | 0 | 0 | 0 | 0
100377 | VERSOCOGEN#1 | 13.8 | 101 | 113 | 0 | 0 | 0 | 0 | 0 | 0 | -0.00239 | -0.00161 | -0.00161 | -0.00161 | -0.00505 |  | 0 | 0 | 0 | 0 | 0
100378 | VERSOCOGEN#2 | 13.8 | 101 | 113 | 44.64 | 0 | 45.17 | 44.64 | 0 | 0.53 | -0.00239 | -0.00161 | -0.00161 | -0.00161 | -0.00505 |  | 0 | 0 | 0 | 0 | 0
100379 | VERSOCOGEN#3 | 13.8 | 101 | 113 | 44.1 | 0 | 44.1 | 44.1 | 0 | 0 | -0.00239 | -0.00161 | -0.00161 | -0.00161 | -0.00505 |  | 0 | 0 | 0 | 0 | 0
100381 | RUMFORD PA C | 18 | 101 | 113 | 160.06 | 0 | 160.06 | 160.06 | 0 | 0 | -0.00239 | -0.00161 | -0.00161 | -0.00161 | -0.00505 |  | 0 | 0 | 0 | 0 | 0
100382 | RUMFORD PA S | 13.8 | 101 | 113 | 84.88 | 0 | 84.88 | 84.88 | 0 | 0 | -0.00239 | -0.00161 | -0.00161 | -0.00161 | -0.00505 |  | 0 | 0 | 0 | 0 | 0
100386 | WESTBROOK C1 | 18 | 101 | 113 | 174.71 | 0 | 174.71 | 174.71 | 0 | 0 | -0.0024 | -0.00161 | -0.00161 | -0.00161 | -0.00505 |  | 0 | 0 | 0 | 0 | 0
100387 | WESTBROOK C2 | 18 | 101 | 113 | 174.71 | 0 | 174.71 | 174.71 | 0 | 0 | -0.0024 | -0.00161 | -0.00161 | -0.00161 | -0.00505 |  | 0 | 0 | 0 | 0 | 0
100388 | WESTBROOK ST | 18 | 101 | 113 | 180.58 | 0 | 180.58 | 180.58 | 0 | 0 | -0.0024 | -0.00161 | -0.00161 | -0.00161 | -0.00505 |  | 0 | 0 | 0 | 0 | 0
100389 | BUCKSPORT G4 | 18 | 101 | 113 | 160.3 | 0 | 160.3 | 160.3 | 0 | 0 | -0.00239 | -0.00161 | -0.00161 | -0.00161 | -0.00505 |  | 0 | 0 | 0 | 0 | 0
100398 | RUMF FLS LH1 | 11.5 | 101 | 114 | 6.77 | 0 | 6.77 | 6.77 | 0 | 0 | -0.00239 | -0.00161 | -0.00161 | -0.00161 | -0.00505 |  | 0 | 0 | 0 | 0 | 0
100399 | RUMF FLS LH2 | 11.5 | 101 | 114 | 6.77 | 0 | 6.77 | 6.77 | 0 | 0 | -0.00239 | -0.00161 | -0.00161 | -0.00161 | -0.00505 |  | 0 | 0 | 0 | 0 | 0
100410 | HYD KENNEBEC | 4.16 | 101 | 113 | 7.83 | 0 | 7.83 | 7.83 | 0 | 0 | -0.00239 | -0.00161 | -0.00161 | -0.00161 | -0.00505 |  | 0 | 0 | 0 | 0 | 0
100411 | RUMF FLS UH4 | 4.16 | 101 | 114 | 0 | 0 | 0 | 0 | 0 | 0 | -0.00239 | -0.00161 | -0.00161 | -0.00161 | -0.00505 |  | 0 | 0 | 0 | 0 | 0
100412 | RUMF FLS UH2 | 11.5 | 101 | 114 | 15.45 | 0 | 15.45 | 15.45 | 0 | 0 | -0.00239 | -0.00161 | -0.00161 | -0.00161 | -0.00505 |  | 0 | 0 | 0 | 0 | 0
100413 | RUMF FLS UH1 | 11.5 | 101 | 114 | 7.2 | 0 | 7.2 | 7.2 | 0 | 0 | -0.00239 | -0.00161 | -0.00161 | -0.00161 | -0.00505 |  | 0 | 0 | 0 | 0 | 0
100416 | NEWPAGE BUS3 | 13.8 | 101 | 112 | 10 | 0 | 10 | 10 | 0 | 0 | -0.00239 | -0.00161 | -0.00161 | -0.00161 | -0.00505 |  | 0 | 0 | 0 | 0 | 0
100418 | SAPPI WBRK 9 | 13.8 | 101 | 112 | 32.12 | 0 | 32.12 | 32.12 | 0 | 0 | -0.0024 | -0.00161 | -0.00161 | -0.00161 | -0.00505 |  | 0 | 0 | 0 | 0 | 0
100419 | SAPPI WBRK10 | 13.8 | 101 | 112 | 10.95 | 0 | 10.95 | 10.95 | 0 | 0 | -0.0024 | -0.00161 | -0.00161 | -0.00161 | -0.00505 |  | 0 | 0 | 0 | 0 | 0
100420 | VERSO JAY A | 13.8 | 101 | 112 | 34.5 | 0 | 34.5 | 34.5 | 0 | 0 | -0.00239 | -0.00161 | -0.00161 | -0.00161 | -0.00505 |  | 0 | 0 | 0 | 0 | 0
100421 | VERSO JAY B | 13.8 | 101 | 112 | 34.5 | 0 | 34.5 | 34.5 | 0 | 0 | -0.00239 | -0.00161 | -0.00161 | -0.00161 | -0.00505 |  | 0 | 0 | 0 | 0 | 0
100422 | SAPPI SMSTG1 | 13.8 | 101 | 114 | 0 | 0 | 0 | 0 | 0 | 0 | -0.00239 | -0.00161 | -0.00161 | -0.00161 | -0.00505 |  | 0 | 0 | 0 | 0 | 0
100423 | SAPPI SMSTG2 | 13.8 | 101 | 114 | 60 | 0 | 60 | 60 | 0 | 0 | -0.00239 | -0.00161 | -0.00161 | -0.00161 | -0.00505 |  | 0 | 0 | 0 | 0 | 0
100425 | NEWPAGE COGN | 13.8 | 101 | 113 | 119 | 1 | 119 | 119 | 0 | 0 | -0.00239 | -0.00161 | -0.00161 | -0.00161 | -0.00505 |  | 0 | 0 | 0 | 0 | 0
100427 | VERJAY LVRHY | 2.3 | 101 | 114 | 6 | 0 | 6 | 6 | 0 | 0 | -0.00239 | -0.00161 | -0.00161 | -0.00161 | -0.00505 |  | 0 | 0 | 0 | 0 | 0
100428 | VERJAY JAYHY | 4.16 | 101 | 114 | 3 | 0 | 3 | 3 | 0 | 0 | -0.00239 | -0.00161 | -0.00161 | -0.00161 | -0.00505 |  | 0 | 0 | 0 | 0 | 0
100431 | VERJAY OTIS | 4.16 | 101 | 114 | 10.4 | 0 | 10.4 | 10.4 | 0 | 0 | -0.00239 | -0.00161 | -0.00161 | -0.00161 | -0.00505 |  | 0 | 0 | 0 | 0 | 0
100432 | VERSO JAY C | 13.8 | 101 | 112 | 39.6 | 0 | 39.6 | 39.6 | 0 | 0 | -0.00239 | -0.00161 | -0.00161 | -0.00161 | -0.00505 |  | 0 | 0 | 0 | 0 | 0
100448 | BONNY EAGLE | 2.4 | 101 | 114 | 0 | 0 | 0 | 0 | 0 | 0 | -0.0024 | -0.00161 | -0.00161 | -0.00161 | -0.00505 |  | 0 | 0 | 0 | 0 | 0
100449 | HIRAM HYDRO | 2.4 | 101 | 114 | 11.6 | 0 | 11.6 | 11.6 | 0 | 0 | -0.0024 | -0.00161 | -0.00161 | -0.00161 | -0.00505 |  | 0 | 0 | 0 | 0 | 0
100450 | ATHENS | 13.8 | 101 | 112 | 0 | 0 | 0 | 0 | 0 | 0 | -0.00239 | -0.00161 | -0.00161 | -0.00161 | -0.00505 |  | 0 | 0 | 0 | 0 | 0
100460 | MONTY HYDRO | 12 | 101 | 114 | 28 | 0 | 28 | 28 | 0 | 0 | -0.00239 | -0.00161 | -0.00161 | -0.00161 | -0.00505 |  | 0 | 0 | 0 | 0 | 0
100461 | HARRIS HYD4 | 2.4 | 101 | 114 | 0 | 0 | 0 | 0 | 0 | 0 | -0.00239 | -0.00161 | -0.00161 | -0.00161 | -0.00505 |  | 0 | 0 | 0 | 0 | 0
100462 | DEER RIPS | 13.2 | 101 | 114 | 9.2 | 0 | 9.2 | 9.2 | 0 | 0 | -0.00239 | -0.00161 | -0.00161 | -0.00161 | -0.00505 |  | 0 | 0 | 0 | 0 | 0
100463 | SKELTON HYD2 | 6.9 | 101 | 114 | 0 | 0 | 0 | 0 | 0 | 0 | -0.0024 | -0.00161 | -0.00161 | -0.00161 | -0.00505 |  | 0 | 0 | 0 | 0 | 0
100464 | ECO ME PTRR | 13.2 | 101 | 114 | 0 | 0 | 0 | 0 | 0 | 0 | -0.0024 | -0.00161 | -0.00161 | -0.00161 | -0.00505 |  | 0 | 0 | 0 | 0 | 0
100465 | CAPE GT 4 | 13.2 | 101 | 113 | 0 | 0 | 0 | 0 | 0 | 0 | -0.0024 | -0.00161 | -0.00161 | -0.00161 | -0.00505 |  | 0 | 0 | 0 | 0 | 0
100466 | CAPE GT 5 | 13.2 | 101 | 113 | 0 | 0 | 0 | 0 | 0 | 0 | -0.0024 | -0.00161 | -0.00161 | -0.00161 | -0.00505 |  | 0 | 0 | 0 | 0 | 0
100468 | WESTON HYDRO | 7.2 | 101 | 114 | 0 | 0 | 0 | 0 | 0 | 0 | -0.00239 | -0.00161 | -0.00161 | -0.00161 | -0.00505 |  | 0 | 0 | 0 | 0 | 0
100469 | MILLER HYDRO | 4.16 | 101 | 114 | 19.4 | 0 | 19.4 | 19.4 | 0 | 0 | -0.00239 | -0.00161 | -0.00161 | -0.00161 | -0.00505 |  | 0 | 0 | 0 | 0 | 0
100470 | PEJEPSCOT | 4.16 | 101 | 114 | 10.21 | 0 | 10.21 | 10.21 | 0 | 0 | -0.00239 | -0.00161 | -0.00161 | -0.00161 | -0.00505 |  | 0 | 0 | 0 | 0 | 0
100471 | BRUNSWICK | 13.2 | 101 | 114 | 20.2 | 0 | 20.2 | 20.2 | 0 | 0 | -0.00239 | -0.00161 | -0.00161 | -0.00161 | -0.00505 |  | 0 | 0 | 0 | 0 | 0
100473 | SKELTON HYD1 | 6.9 | 101 | 114 | 0 | 0 | 0 | 0 | 0 | 0 | -0.0024 | -0.00161 | -0.00161 | -0.00161 | -0.00505 |  | 0 | 0 | 0 | 0 | 0
100474 | CATRACT EAST | 11.5 | 101 | 114 | 8.9 | 0 | 8.9 | 8.9 | 0 | 0 | -0.0024 | -0.00161 | -0.00161 | -0.00161 | -0.00505 |  | 0 | 0 | 0 | 0 | 0
100475 | NORTH GORHAM | 13.2 | 101 | 114 | 0 | 0 | 0 | 0 | 0 | 0 | -0.0024 | -0.00161 | -0.00161 | -0.00161 | -0.00505 |  | 0 | 0 | 0 | 0 | 0
100476 | BAR MILLS HY | 2.4 | 101 | 114 | 0 | 0 | 0 | 0 | 0 | 0 | -0.0024 | -0.00161 | -0.00161 | -0.00161 | -0.00505 |  | 0 | 0 | 0 | 0 | 0
100477 | SHAWMUT G1-3 | 2.4 | 101 | 114 | 0 | 0 | 0 | 0 | 0 | 0 | -0.00239 | -0.00161 | -0.00161 | -0.00161 | -0.00505 |  | 0 | 0 | 0 | 0 | 0
100478 | SHAWMUT G4-6 | 2.4 | 101 | 114 | 0 | 0 | 0 | 0 | 0 | 0 | -0.00239 | -0.00161 | -0.00161 | -0.00161 | -0.00505 |  | 0 | 0 | 0 | 0 | 0
100479 | LOCKWOOD HYD | 4 | 101 | 114 | 0 | 0 | 0 | 0 | 0 | 0 | -0.00239 | -0.00161 | -0.00161 | -0.00161 | -0.00505 |  | 0 | 0 | 0 | 0 | 0
100480 | SHAWMUT G7-8 | 4 | 101 | 114 | 0 | 0 | 0 | 0 | 0 | 0 | -0.00239 | -0.00161 | -0.00161 | -0.00161 | -0.00505 |  | 0 | 0 | 0 | 0 | 0
100481 | W BUXTON HYD | 2.3 | 101 | 114 | 0 | 0 | 0 | 0 | 0 | 0 | -0.0024 | -0.00161 | -0.00161 | -0.00161 | -0.00505 |  | 0 | 0 | 0 | 0 | 0
100483 | AZISCOHOS HY | 4.16 | 101 | 114 | 6.8 | 0 | 6.8 | 6.8 | 0 | 0 | -0.00239 | -0.00161 | -0.00161 | -0.00161 | -0.00505 |  | 0 | 0 | 0 | 0 | 0
100484 | SANFORD | 34.5 | 101 | 112 | 0 | 0 | 0 | 0 | 0 | 0 | -0.0024 | -0.00161 | -0.00161 | -0.00161 | -0.00505 |  | 0 | 0 | 0 | 0 | 0
100485 | GULF ISL G1 | 13.2 | 101 | 114 | 6.14 | 0 | 6.14 | 6.14 | 0 | 0 | -0.00239 | -0.00161 | -0.00161 | -0.00161 | -0.00505 |  | 0 | 0 | 0 | 0 | 0
100486 | GULF ISL G2 | 13.2 | 101 | 114 | 0 | 0 | 0 | 0 | 0 | 0 | -0.00239 | -0.00161 | -0.00161 | -0.00161 | -0.00505 |  | 0 | 0 | 0 | 0 | 0
100487 | GULF ISL G3 | 13.2 | 101 | 114 | 0 | 0 | 0 | 0 | 0 | 0 | -0.00239 | -0.00161 | -0.00161 | -0.00161 | -0.00505 |  | 0 | 0 | 0 | 0 | 0
100492 | CASCO BATT | 0.53 | 101 | 113 | 0 | 0 | 0 | 0 | 0 | 0 | -0.0024 | -0.00161 | -0.00161 | -0.00161 | -0.00505 |  | 0 | 0 | 0 | 0 | 0
100562 | ROXWIND_WTG | 0.69 | 101 | 114 | 0 | 0 | 0 | 0 | 0 | 0 | -0.00239 | -0.00161 | -0.00161 | -0.00161 | -0.00505 |  | 0 | 0 | 0 | 0 | 0
100688 | MADP ANSONHY | 4.16 | 101 | 134 | 7.01 | 0 | 7.01 | 7.01 | 0 | 0 | -0.00239 | -0.00161 | -0.00161 | -0.00161 | -0.00505 |  | 0 | 0 | 0 | 0 | 0
100689 | MADP ABNKI 5 | 4.16 | 101 | 134 | 0 | 0 | 0 | 0 | 0 | 0 | -0.00239 | -0.00161 | -0.00161 | -0.00161 | -0.00505 |  | 0 | 0 | 0 | 0 | 0
100690 | MADP ABNKI 6 | 4.2 | 101 | 134 | 0 | 0 | 0 | 0 | 0 | 0 | -0.00239 | -0.00161 | -0.00161 | -0.00161 | -0.00505 |  | 0 | 0 | 0 | 0 | 0
100707 | RCRDHL STR1 | 0.69 | 101 | 114 | 6.8 | 0 | 6.8 | 6.8 | 0 | 0 | -0.00239 | -0.00161 | -0.00161 | -0.00161 | -0.00505 |  | 0 | 0 | 0 | 0 | 0
100708 | RCRDHL STR2 | 0.69 | 101 | 114 | 6.8 | 0 | 6.8 | 6.8 | 0 | 0 | -0.00239 | -0.00161 | -0.00161 | -0.00161 | -0.00505 |  | 0 | 0 | 0 | 0 | 0
100716 | CANTON | 6 | 101 | 114 | 0 | 0 | 0 | 0 | 0 | 0 | -0.00239 | -0.00161 | -0.00161 | -0.00161 | -0.00505 |  | 0 | 0 | 0 | 0 | 0
100721 | SPRUCEMT WND | 0.69 | 101 | 114 | 0 | 0 | 0 | 0 | 0 | 0 | -0.00239 | -0.00161 | -0.00161 | -0.00161 | -0.00505 |  | 0 | 0 | 0 | 0 | 0
100724 | SADLBCK_G | 6 | 101 | 114 | 3.75 | 0 | 3.75 | 3.75 | 0 | 0 | -0.00239 | -0.00161 | -0.00161 | -0.00161 | -0.00505 |  | 0 | 0 | 0 | 0 | 0
100735 | BINGHAM G1 | 0.65 | 101 | 113 | 0 | 0 | 0 | 0 | 0 | 0 | -0.00239 | -0.00161 | -0.00161 | -0.00161 | -0.00505 |  | 0 | 0 | 0 | 0 | 0
100736 | BINGHAM G2 | 0.65 | 101 | 113 | 4.98 | 0 | 4.98 | 4.98 | 0 | 0 | -0.00239 | -0.00161 | -0.00161 | -0.00161 | -0.00505 |  | 0 | 0 | 0 | 0 | 0
100737 | BINGHAM G3 | 0.65 | 101 | 113 | 6.09 | 0 | 6.09 | 6.09 | 0 | 0 | -0.00239 | -0.00161 | -0.00161 | -0.00161 | -0.00505 |  | 0 | 0 | 0 | 0 | 0
100738 | BINGHAM G4 | 0.65 | 101 | 113 | 5.53 | 0 | 5.53 | 5.53 | 0 | 0 | -0.00239 | -0.00161 | -0.00161 | -0.00161 | -0.00505 |  | 0 | 0 | 0 | 0 | 0
100739 | BINGHAM G5 | 0.65 | 101 | 113 | 8.3 | 0 | 8.3 | 8.3 | 0 | 0 | -0.00239 | -0.00161 | -0.00161 | -0.00161 | -0.00505 |  | 0 | 0 | 0 | 0 | 0
100749 | BINGHAM S1 | 12.5 | 101 | 113 | 0 | 0 | 0 | 0 | 0 | 0 | -0.00239 | -0.00161 | -0.00161 | -0.00161 | -0.00505 |  | 0 | 0 | 0 | 0 | 0
100758 | SANFORD G1 | 0.6 | 101 | 113 | 0 | 0 | 0 | 0 | 0 | 0 | -0.0024 | -0.00161 | -0.00161 | -0.00161 | -0.00505 |  | 0 | 0 | 0 | 0 | 0
100777 | PITTFD_GEN | 0.4 | 101 | 113 | 0 | 0 | 0 | 0 | 0 | 0 | -0.00239 | -0.00161 | -0.00161 | -0.00161 | -0.00505 |  | 0 | 0 | 0 | 0 | 0
100851 | ANDOVER | 12 | 101 | 112 | 0 | 0 | 0 | 0 | 0 | 0 | -0.00239 | -0.00161 | -0.00161 | -0.00161 | -0.00505 |  | 0 | 0 | 0 | 0 | 0
100870 | FRMSLR_AGG | 0.6 | 101 | 113 | 0 | 0 | 0 | 0 | 0 | 0 | -0.00239 | -0.00161 | -0.00161 | -0.00161 | -0.00505 |  | 0 | 0 | 0 | 0 | 0
101062 | RICE RIPS | 34.5 | 101 | 112 | 0 | 0 | 0 | 0 | 0 | 0 | -0.00239 | -0.00161 | -0.00161 | -0.00161 | -0.00505 |  | 0 | 0 | 0 | 0 | 0
102101 | PITTSFIELD_H | 4 | 101 | 112 | 0 | 0 | 0 | 0 | 0 | 0 | -0.00239 | -0.00161 | -0.00161 | -0.00161 | -0.00505 |  | 0 | 0 | 0 | 0 | 0
102195 | MECH FLS HYD | 34.5 | 101 | 112 | 0 | 0 | 0 | 0 | 0 | 0 | -0.00239 | -0.00161 | -0.00161 | -0.00161 | -0.00505 |  | 0 | 0 | 0 | 0 | 0
103050 | STSN_CL1 AGG | 0.57 | 101 | 363 | 0 | 0 | 0 | 0 | 0 | 0 | -0.00239 | -0.00161 | -0.00161 | -0.00161 | -0.00505 |  | 0 | 0 | 0 | 0 | 0
103051 | STSN_CL2 AGG | 0.57 | 101 | 363 | 0 | 0 | 0 | 0 | 0 | 0 | -0.00239 | -0.00161 | -0.00161 | -0.00161 | -0.00505 |  | 0 | 0 | 0 | 0 | 0
103052 | STSN_CL3 AGG | 0.57 | 101 | 363 | 0 | 0 | 0 | 0 | 0 | 0 | -0.00239 | -0.00161 | -0.00161 | -0.00161 | -0.00505 |  | 0 | 0 | 0 | 0 | 0
103060 | MIS G1 | 18 | 101 | 353 | 0 | 0 | 0 | 0 | 0 | 0 | -0.00239 | -0.00161 | -0.00161 | -0.00161 | -0.00505 |  | 0 | 0 | 0 | 0 | 0
103061 | MIS G2 | 18 | 101 | 353 | 115.24 | 0 | 157.84 | 115.24 | 0 | 42.6 | -0.00239 | -0.00161 | -0.00161 | -0.00161 | -0.00505 |  | 0 | 0 | 0 | 0 | 0
103062 | MIS ST | 18 | 101 | 353 | 176.98 | 0 | 176.98 | 176.98 | 0 | 0 | -0.00239 | -0.00161 | -0.00161 | -0.00161 | -0.00505 |  | 0 | 0 | 0 | 0 | 0
103066 | PERC | 13.8 | 101 | 353 | 21.76 | 0 | 21.76 | 21.76 | 0 | 0 | -0.00239 | -0.00161 | -0.00161 | -0.00161 | -0.00505 |  | 0 | 0 | 0 | 0 | 0
103067 | INDECK 5GT | 12.5 | 101 | 353 | 0 | 0 | 0 | 0 | 0 | 0 | -0.00239 | -0.00161 | -0.00161 | -0.00161 | -0.00505 |  | 0 | 0 | 0 | 0 | 0
103069 | WEST ENFIELD | 13.2 | 101 | 364 | 0 | 0 | 0 | 0 | 0 | 0 | -0.00239 | -0.00161 | -0.00161 | -0.00161 | -0.00505 |  | 0 | 0 | 0 | 0 | 0
103070 | INDECK 6GT | 12.5 | 101 | 384 | 24.5 | 0 | 24.5 | 24.5 | 0 | 0 | -0.00239 | -0.00161 | -0.00161 | -0.00161 | -0.00505 |  | 0 | 0 | 0 | 0 | 0
103076 | PPL MILFORD | 4.16 | 101 | 354 | 0 | 0 | 0 | 0 | 0 | 0 | -0.00239 | -0.00161 | -0.00161 | -0.00161 | -0.00505 |  | 0 | 0 | 0 | 0 | 0
103077 | OT MILL_ST | 4.16 | 101 | 352 | 0 | 0 | 0 | 0 | 0 | 0 | -0.00239 | -0.00161 | -0.00161 | -0.00161 | -0.00505 |  | 0 | 0 | 0 | 0 | 0
103079 | ELLSWRTH HYD | 2.3 | 101 | 374 | 0 | 0 | 0 | 0 | 0 | 0 | -0.00239 | -0.00161 | -0.00161 | -0.00161 | -0.00505 |  | 0 | 0 | 0 | 0 | 0
103090 | ROLNS C1 AGG | 0.69 | 101 | 364 | 0 | 0 | 0 | 0 | 0 | 0 | -0.00239 | -0.00161 | -0.00161 | -0.00161 | -0.00505 |  | 0 | 0 | 0 | 0 | 0
103093 | ROLNS C2 AGG | 0.69 | 101 | 364 | 0 | 0 | 0 | 0 | 0 | 0 | -0.00239 | -0.00161 | -0.00161 | -0.00161 | -0.00505 |  | 0 | 0 | 0 | 0 | 0
103107 | DOLBY HYDRO8 | 6.9 | 101 | 364 | 3.01 | 0 | 3.01 | 3.01 | 0 | 0 | -0.00239 | -0.00161 | -0.00161 | -0.00161 | -0.00505 |  | 0 | 0 | 0 | 0 | 0
103119 | WELDON HYDRO | 6.9 | 101 | 364 | 18.54 | 0 | 18.54 | 18.54 | 0 | 0 | -0.00239 | -0.00161 | -0.00161 | -0.00161 | -0.00505 |  | 0 | 0 | 0 | 0 | 0
103123 | MILLNKT HY18 | 13.8 | 101 | 364 | 15.76 | 0 | 15.76 | 15.76 | 0 | 0 | -0.00239 | -0.00161 | -0.00161 | -0.00161 | -0.00505 |  | 0 | 0 | 0 | 0 | 0
103124 | MILLNKT HY25 | 6.9 | 101 | 364 | 23.33 | 0 | 23.33 | 23.33 | 0 | 0 | -0.00239 | -0.00161 | -0.00161 | -0.00161 | -0.00505 |  | 0 | 0 | 0 | 0 | 0
103129 | HANCOCK_DVAR | 0.48 | 101 | 381 | 0 | 0 | 0 | 0 | 0 | 0 | -0.00239 | -0.00161 | -0.00161 | -0.00161 | -0.00505 |  | 0 | 0 | 0 | 0 | 0
103131 | EMILLNCKT HY | 6.9 | 101 | 364 | 9.27 | 0 | 9.27 | 9.27 | 0 | 0 | -0.00239 | -0.00161 | -0.00161 | -0.00161 | -0.00505 |  | 0 | 0 | 0 | 0 | 0
103132 | DOLBY HYDRO | 6.9 | 101 | 364 | 14.37 | 0 | 14.37 | 14.37 | 0 | 0 | -0.00239 | -0.00161 | -0.00161 | -0.00161 | -0.00505 |  | 0 | 0 | 0 | 0 | 0
103133 | MCKAY GEN1 | 6.9 | 101 | 363 | 10.43 | 0 | 10.43 | 10.43 | 0 | 0 | -0.00239 | -0.00161 | -0.00161 | -0.00161 | -0.00505 |  | 0 | 0 | 0 | 0 | 0
103134 | MCKAY GEN2 | 6.9 | 101 | 363 | 10.43 | 0 | 10.43 | 10.43 | 0 | 0 | -0.00239 | -0.00161 | -0.00161 | -0.00161 | -0.00505 |  | 0 | 0 | 0 | 0 | 0
103135 | MCKAY GEN3 | 6.9 | 101 | 363 | 11.36 | 0 | 11.36 | 11.36 | 0 | 0 | -0.00239 | -0.00161 | -0.00161 | -0.00161 | -0.00505 |  | 0 | 0 | 0 | 0 | 0
103140 | BULL HIL WND | 0.65 | 101 | 384 | 0 | 0 | 0 | 0 | 0 | 0 | -0.00239 | -0.00161 | -0.00161 | -0.00161 | -0.00505 |  | 0 | 0 | 0 | 0 | 0
103141 | NORTHTWIN HY | 2.3 | 101 | 364 | 9.5 | 0 | 9.5 | 9.5 | 0 | 0 | -0.00239 | -0.00161 | -0.00161 | -0.00161 | -0.00505 |  | 0 | 0 | 0 | 0 | 0
103143 | OAKFIELD_SC | 12.5 | 101 | 364 | 0 | 0 | 0 | 0 | 0 | 0 | -0.00239 | -0.00161 | -0.00161 | -0.00161 | -0.00505 |  | 0 | 0 | 0 | 0 | 0
103147 | OAKFIELD_STR | 0.65 | 101 | 364 | 0 | 0 | 0 | 0 | 0 | 0 | -0.00239 | -0.00161 | -0.00161 | -0.00161 | -0.00505 |  | 0 | 0 | 0 | 0 | 0
103152 | PISG_GEN_EQV | 0.69 | 101 | 353 | 0 | 0 | 0 | 0 | 0 | 0 | -0.00239 | -0.00161 | -0.00161 | -0.00161 | -0.00505 |  | 0 | 0 | 0 | 0 | 0
103166 | PASSADGENAG1 | 0.65 | 101 | 353 | 0 | 0 | 0 | 0 | 0 | 0 | -0.00239 | -0.00161 | -0.00161 | -0.00161 | -0.00505 |  | 0 | 0 | 0 | 0 | 0
103169 | PASSADGENAG2 | 0.65 | 101 | 353 | 0 | 0 | 0 | 0 | 0 | 0 | -0.00239 | -0.00161 | -0.00161 | -0.00161 | -0.00505 |  | 0 | 0 | 0 | 0 | 0
103170 | PASSAD CDVAR | 0.48 | 101 | 353 | 0 | 0 | 0 | 0 | 0 | 0 | -0.00239 | -0.00161 | -0.00161 | -0.00161 | -0.00505 |  | 0 | 0 | 0 | 0 | 0
103173 | HANCOCK_AGC1 | 0.6 | 101 | 384 | 0 | 0 | 0 | 0 | 0 | 0 | -0.00239 | -0.00161 | -0.00161 | -0.00161 | -0.00505 |  | 0 | 0 | 0 | 0 | 0
103174 | HANCOCK_AGC2 | 0.6 | 101 | 384 | 0 | 0 | 0 | 0 | 0 | 0 | -0.00239 | -0.00161 | -0.00161 | -0.00161 | -0.00505 |  | 0 | 0 | 0 | 0 | 0
105257 | SACO VLY_SC1 | 12.5 | 101 | 563 | 0 | 0 | 0 | 0 | 0 | 0 | -0.00239 | -0.00161 | -0.00161 | -0.00161 | -0.00505 |  | 0 | 0 | 0 | 0 | 0
105258 | SACO VLY_SC2 | 12.5 | 101 | 563 | 0 | 0 | 0 | 0 | 0 | 0 | -0.00239 | -0.00161 | -0.00161 | -0.00161 | -0.00505 |  | 0 | 0 | 0 | 0 | 0
106056 | GRANITE RDG1 | 16 | 101 | 400 | 223.08 | 0 | 223.08 | 223.08 | 0 | 0 | -0.00251 | -0.00154 | -0.00154 | -0.00154 | -0.00505 |  | 0 | 0 | 0 | 0 | 0
911597 | NBNE_CLCOV | 345 | 105 | 15 | 700 | 0 | 700 | 700 | 0 | 0 | -0.00239 | -0.00161 | -0.00161 | -0.00161 | -0.00505 |  | 0 | 0 | 0 | 0 | 0
911600 | QP670-PV | 0.6 | 101 | 110 | 77.1 | 0 | 77.1 | 77.1 | 0 | 0 | -0.00239 | -0.00161 | -0.00161 | -0.00161 | -0.00505 |  | 0 | 0 | 0 | 0 | 0
990180 | SUN_LOVELL | 115 | 101 | 110 | 0 | 0 | 0 | 0 | 0 | 0 | -0.00239 | -0.00161 | -0.00161 | -0.00161 | -0.00505 |  | 0 | 0 | 0 | 0 | 0
992036 | SUN_WARREN | 34.5 | 101 | 112 | 6.93 | 0 | 6.93 | 6.93 | 0 | 0 | -0.00239 | -0.00161 | -0.00161 | -0.00161 | -0.00505 |  | 0 | 0 | 0 | 0 | 0
992221 | SUN_WASHIN~1 | 34.5 | 101 | 112 | 5 | 0 | 5 | 5 | 0 | 0 | -0.00239 | -0.00161 | -0.00161 | -0.00161 | -0.00505 |  | 0 | 0 | 0 | 0 | 0
113123 | HOOSAC CLR1 | 0.69 | 101 | 1100 | 0 | 0 | 0 | 0 | 0 | 0 | -0.03743 | 0.03731 | 0.03731 | 0.03731 | -0.00503 |  | 0 | 0 | 0 | 0 | 0
113125 | HOOSAC CLR2 | 0.69 | 101 | 1100 | 0 | 0 | 0 | 0 | 0 | 0 | -0.03743 | 0.03731 | 0.03731 | 0.03731 | -0.00503 |  | 0 | 0 | 0 | 0 | 0
105464 | NEWINGTON_G1 | 24 | 101 | 603 | 407.5 | 0 | 407.5 | 407.5 | 0 | 0 | -0.00241 | -0.00159 | -0.00159 | -0.00159 | -0.00494 |  | 0 | 0 | 0 | 0 | 0
105476 | NEWINGTON_C1 | 18 | 101 | 603 | 175.28 | 0 | 175.28 | 175.28 | 0 | 0 | -0.00241 | -0.00159 | -0.00159 | -0.00159 | -0.00494 |  | 0 | 0 | 0 | 0 | 0
105477 | NEWINGTON_C2 | 18 | 101 | 603 | 175.28 | 0 | 175.28 | 175.28 | 0 | 0 | -0.00241 | -0.00159 | -0.00159 | -0.00159 | -0.00494 |  | 0 | 0 | 0 | 0 | 0
105478 | NEWINGTON_S1 | 18 | 101 | 603 | 208.95 | 0 | 208.95 | 208.95 | 0 | 0 | -0.00241 | -0.00159 | -0.00159 | -0.00159 | -0.00494 |  | 0 | 0 | 0 | 0 | 0
106057 | GRANITE RDG2 | 16 | 101 | 400 | 223.08 | 0 | 223.08 | 223.08 | 0 | 0 | -0.00255 | -0.00151 | -0.00151 | -0.00151 | -0.00491 |  | 0 | 0 | 0 | 0 | 0
105568 | SEABROOK_G1 | 25 | 101 | 603 | 1309.28 | 0 | 1309.28 | 1309.28 | 0 | 0 | -0.00242 | -0.00158 | -0.00158 | -0.00158 | -0.00483 |  | 0 | 0 | 0 | 0 | 0
113877 | PINETREE PWR | 13.8 | 101 | 1206 | 0 | 0 | 0 | 0 | 0 | 0 | -0.00494 | 0.00032 | 0.00032 | 0.00032 | -0.00455 |  | 0 | 0 | 0 | 0 | 0
993282 | SUN_FLAGG ~1 | 115 | 101 | 1110 | 0 | 0 | 0 | 0 | 0 | 0 | -0.00494 | 0.00032 | 0.00032 | 0.00032 | -0.00455 |  | 0 | 0 | 0 | 0 | 0
993868 | WDS_FLAGG ~1 | 69 | 101 | 1206 | 0 | 0 | 0 | 0 | 0 | 0 | -0.00494 | 0.00032 | 0.00032 | 0.00032 | -0.00455 |  | 0 | 0 | 0 | 0 | 0
114067 | LAWRENCE HYD | 4.16 | 101 | 1120 | 9.4 | 0 | 9.4 | 9.4 | 0 | 0 | -0.00259 | -0.00145 | -0.00145 | -0.00145 | -0.00448 |  | 0 | 0 | 0 | 0 | 0
114069 | WHLABRATR NA | 13.8 | 101 | 1120 | 40 | 0 | 40 | 40 | 0 | 0 | -0.00249 | -0.00151 | -0.00151 | -0.00151 | -0.00448 |  | 0 | 0 | 0 | 0 | 0
114070 | OGDEN-MARTIN | 13.8 | 101 | 1120 | 41.68 | 0 | 41.68 | 41.68 | 0 | 0 | -0.00249 | -0.00151 | -0.00151 | -0.00151 | -0.00448 |  | 0 | 0 | 0 | 0 | 0
114858 | MILFRD MA CT | 13.8 | 101 | 1140 | 109.83 | 0 | 109.83 | 109.83 | 0 | 0 | -0.00591 | -0.00449 | -0.00449 | -0.00449 | -0.00445 |  | 0 | 0 | 0 | 0 | 0
114859 | MILFRD MA ST | 13.8 | 101 | 1140 | 92.17 | 0 | 92.17 | 92.17 | 0 | 0 | -0.00591 | -0.00449 | -0.00449 | -0.00449 | -0.00445 |  | 0 | 0 | 0 | 0 | 0
113429 | FRENCH_B1 | 0.48 | 101 | 1110 | 0 | 0 | 0 | 0 | 0 | 0 | -0.00541 | -0.00448 | -0.00448 | -0.00448 | -0.00443 |  | 0 | 0 | 0 | 0 | 0
113431 | FRENCH_A1 | 0.48 | 101 | 1110 | 0 | 0 | 0 | 0 | 0 | 0 | -0.00541 | -0.00448 | -0.00448 | -0.00448 | -0.00443 |  | 0 | 0 | 0 | 0 | 0
113432 | FRENCH_A2 | 0.48 | 101 | 1110 | 0 | 0 | 0 | 0 | 0 | 0 | -0.00541 | -0.00448 | -0.00448 | -0.00448 | -0.00443 |  | 0 | 0 | 0 | 0 | 0
993287 | SUN_NORTH ~1 | 115 | 101 | 1110 | 0 | 0 | 0 | 0 | 0 | 0 | -0.00541 | -0.00448 | -0.00448 | -0.00448 | -0.00443 |  | 0 | 0 | 0 | 0 | 0
114026 | PERRY ST 3 | 13.8 | 101 | 1120 | 0.64 | 0 | 0.64 | 0.64 | 0 | 0 | -0.00264 | -0.00142 | -0.00142 | -0.00142 | -0.00441 |  | 0 | 0 | 0 | 0 | 0
114047 | LENERGIA CT | 13.8 | 101 | 1120 | 50.43 | 0 | 50.43 | 50.43 | 0 | 0 | -0.00264 | -0.00142 | -0.00142 | -0.00142 | -0.00441 |  | 0 | 0 | 0 | 0 | 0
114048 | LENERGIA ST | 13.8 | 101 | 1120 | 23.57 | 0 | 23.57 | 23.57 | 0 | 0 | -0.00264 | -0.00142 | -0.00142 | -0.00142 | -0.00441 |  | 0 | 0 | 0 | 0 | 0
114085 | BOOT HYD G1 | 4.16 | 101 | 1120 | 9 | 0 | 9 | 9 | 0 | 0 | -0.00264 | -0.00142 | -0.00142 | -0.00142 | -0.00441 |  | 0 | 0 | 0 | 0 | 0
114086 | BOOT HYD G2 | 4.16 | 101 | 1120 | 9 | 0 | 9 | 9 | 0 | 0 | -0.00264 | -0.00142 | -0.00142 | -0.00142 | -0.00441 |  | 0 | 0 | 0 | 0 | 0
993997 | DFO NG_MID~1 | 115 | 101 | 1120 | 23 | 0 | 23 | 23 | 0 | 0 | -0.00249 | -0.00152 | -0.00152 | -0.00152 | -0.00439 |  | 0 | 0 | 0 | 0 | 0
109503 | HARRIMAN G3 | 6.9 | 101 | 1100 | 0 | 0 | 0 | 0 | 0 | 0 | -0.03653 | 0.01498 | 0.03682 | 0.01498 | -0.00436 |  | 0 | 0 | 0 | 0 | 0
993969 | BAT_BILERC~1 | 115 | 101 | 1120 | 150 | 0 | 150 | 150 | 0 | 0 | -0.00262 | -0.00144 | -0.00144 | -0.00144 | -0.00432 |  | 0 | 0 | 0 | 0 | 0
114713 | WATERS RVRJ1 | 13.8 | 101 | 1242 | 16.44 | 0 | 16.44 | 16.44 | 0 | 0 | -0.0025 | -0.00152 | -0.00152 | -0.00152 | -0.00428 |  | 0 | 0 | 0 | 0 | 0
114714 | WATERS RVRJ2 | 13.8 | 101 | 1242 | 30.79 | 0 | 30.79 | 30.79 | 0 | 0 | -0.0025 | -0.00152 | -0.00152 | -0.00152 | -0.00428 |  | 0 | 0 | 0 | 0 | 0
114716 | MMWEC WR | 13.8 | 101 | 1242 | 57.97 | 0 | 57.97 | 57.97 | 0 | 0 | -0.0025 | -0.00152 | -0.00152 | -0.00152 | -0.00428 |  | 0 | 0 | 0 | 0 | 0
994421 | DFO NG_WAT~1 | 115 | 101 | 1130 | 61.85 | 0 | 61.85 | 61.85 | 0 | 0 | -0.0025 | -0.00152 | -0.00152 | -0.00152 | -0.00428 |  | 0 | 0 | 0 | 0 | 0
114484 | SALEM 5CT | 18 | 101 | 1130 | 203.25 | 0 | 203.25 | 203.25 | 0 | 0 | -0.0025 | -0.00151 | -0.00151 | -0.00151 | -0.00424 |  | 0 | 0 | 0 | 0 | 0
114485 | SALEM 5ST | 13.8 | 101 | 1130 | 133.75 | 0 | 133.75 | 133.75 | 0 | 0 | -0.0025 | -0.00151 | -0.00151 | -0.00151 | -0.00424 |  | 0 | 0 | 0 | 0 | 0
114487 | SALEM 6CT | 18 | 101 | 1130 | 203.25 | 0 | 203.25 | 203.25 | 0 | 0 | -0.0025 | -0.00151 | -0.00151 | -0.00151 | -0.00424 |  | 0 | 0 | 0 | 0 | 0
114488 | SALEM 6ST | 13.8 | 101 | 1130 | 133.75 | 0 | 133.75 | 133.75 | 0 | 0 | -0.0025 | -0.00151 | -0.00151 | -0.00151 | -0.00424 |  | 0 | 0 | 0 | 0 | 0
114728 | MARBLEHEAD A | 23 | 101 | 1246 | 2.5 | 0 | 2.5 | 2.5 | 0 | 0 | -0.00251 | -0.00151 | -0.00151 | -0.00151 | -0.00424 |  | 0 | 0 | 0 | 0 | 0
114729 | MARBLEHEAD B | 23 | 101 | 1246 | 2.5 | 0 | 2.5 | 2.5 | 0 | 0 | -0.00251 | -0.00151 | -0.00151 | -0.00151 | -0.00424 |  | 0 | 0 | 0 | 0 | 0
990759 | BAT_MYSTIC~1 | 345 | 101 | 1000 | 276 | 0 | 276 | 276 | 0 | 0 | -0.0025 | -0.00152 | -0.00152 | -0.00152 | -0.0041 |  | 0 | 0 | 0 | 0 | 0
991802 | BAT_MYSTIC_R | 345 | 101 | 1000 | 507 | 0 | 507 | 507 | 0 | 0 | -0.0025 | -0.00152 | -0.00152 | -0.00152 | -0.0041 |  | 0 | 0 | 0 | 0 | 0
111080 | W MEDWAY J4 | 13.8 | 101 | 1023 | 97.4 | 0 | 97.4 | 97.4 | 0 | 0 | -0.00509 | -0.00383 | -0.00383 | -0.00383 | -0.00406 |  | 0 | 0 | 0 | 0 | 0
111081 | W MEDWAY J5 | 13.8 | 101 | 1023 | 97.4 | 0 | 97.4 | 97.4 | 0 | 0 | -0.00509 | -0.00383 | -0.00383 | -0.00383 | -0.00406 |  | 0 | 0 | 0 | 0 | 0
111083 | W MEDWAY J3 | 13.8 | 101 | 1023 | 57.5 | 0 | 57.5 | 57.5 | 0 | 0 | -0.00509 | -0.00383 | -0.00383 | -0.00383 | -0.00406 |  | 0 | 0 | 0 | 0 | 0
113378 | FITCH RD1 | 13.8 | 101 | 1110 | 0.95 | 0 | 0.95 | 0.95 | 0 | 0 | -0.00597 | -0.00103 | -0.00103 | -0.00103 | -0.00403 |  | 0 | 0 | 0 | 0 | 0
113379 | FITCH RD2 | 13.8 | 101 | 1110 | 0.95 | 0 | 0.95 | 0.95 | 0 | 0 | -0.00597 | -0.00103 | -0.00103 | -0.00103 | -0.00403 |  | 0 | 0 | 0 | 0 | 0
993039 | SUN_MEADOW~2 | 69 | 101 | 1100 | 8.13 | 0 | 8.13 | 8.13 | 0 | 0 | -0.00825 | -0.00139 | -0.00139 | -0.00139 | -0.00402 |  | 0 | 0 | 0 | 0 | 0
993054 | SUN_MEADOW~1 | 69 | 101 | 1100 | 13.6 | 0 | 13.6 | 13.6 | 0 | 0 | -0.00825 | -0.00139 | -0.00139 | -0.00139 | -0.00402 |  | 0 | 0 | 0 | 0 | 0
114465 | RESCO-SAUGUS | 13.8 | 101 | 1130 | 32.79 | 0 | 32.79 | 32.79 | 0 | 0 | -0.00251 | -0.00153 | -0.00153 | -0.00153 | -0.00399 |  | 0 | 0 | 0 | 0 | 0
114470 | GE RIVER R&T | 13.8 | 101 | 1130 | 1.14 | 0 | 1.14 | 1.14 | 0 | 0 | -0.0025 | -0.00154 | -0.00154 | -0.00154 | -0.00392 |  | 0 | 0 | 0 | 0 | 0
114474 | GE RIVER S&U | 13.8 | 101 | 1130 | 1.14 | 0 | 1.14 | 1.14 | 0 | 0 | -0.0025 | -0.00154 | -0.00154 | -0.00154 | -0.00392 |  | 0 | 0 | 0 | 0 | 0
911550 | PH2_DGEN | 345 | 101 | 1120 | 353.9 | 0 | 700 | 353.9 | 0 | 346.1 | -0.00256 | -0.00134 | -0.00134 | -0.00134 | -0.00389 |  | 0 | 0 | 0 | 0 | 0
990804 | SUN BAT_BU~1 | 115 | 101 | 1000 | 5.5 | 0 | 5.5 | 5.5 | 0 | 0 | -0.00255 | -0.00157 | -0.00157 | -0.00157 | -0.00389 |  | 0 | 0 | 0 | 0 | 0
113341 | OAKDALE_A53 | 69 | 101 | 1110 | 0 | 0 | 0 | 0 | 0 | 0 | -0.00487 | -0.00159 | -0.00159 | -0.00159 | -0.00388 |  | 0 | 0 | 0 | 0 | 0
111123 | KENDALL ST B | 13.8 | 101 | 1013 | 27.75 | 0 | 27.75 | 27.75 | 0 | 0 | -0.0025 | -0.00156 | -0.00156 | -0.00156 | -0.00387 |  | 0 | 0 | 0 | 0 | 0
111126 | KENDALL CT | 18 | 101 | 1013 | 170 | 0 | 170 | 170 | 0 | 0 | -0.0025 | -0.00156 | -0.00156 | -0.00156 | -0.00387 |  | 0 | 0 | 0 | 0 | 0
111127 | E CAMBRIDGE | 13.8 | 101 | 1012 | 0 | 0 | 0 | 0 | 0 | 0 | -0.0025 | -0.00156 | -0.00156 | -0.00156 | -0.00387 |  | 0 | 0 | 0 | 0 | 0
991103 | NG_PUTNAM 36 | 115 | 101 | 1010 | 43 | 0 | 43 | 43 | 0 | 0 | -0.0025 | -0.00156 | -0.00156 | -0.00156 | -0.00387 |  | 0 | 0 | 0 | 0 | 0
991104 | DFO NG_KEN~1 | 115 | 101 | 1010 | 30 | 0 | 30 | 30 | 0 | 0 | -0.0025 | -0.00156 | -0.00156 | -0.00156 | -0.00387 |  | 0 | 0 | 0 | 0 | 0
111125 | PUTNAM 2 | 13.8 | 101 | 1012 | 0 | 0 | 0 | 0 | 0 | 0 | -0.0025 | -0.00156 | -0.00156 | -0.00156 | -0.00383 |  | 0 | 0 | 0 | 0 | 0
113138 | VUELTA_GEN | 0.38 | 101 | 1100 | 0 | 0 | 0 | 0 | 0 | 0 | -0.00808 | -0.0009 | -0.0009 | -0.0009 | -0.00383 |  | 0 | 0 | 0 | 0 | 0
113139 | OLD_WARDOUR | 0.38 | 101 | 1100 | 2.33 | 0 | 2.38 | 2.33 | 0 | 0.05 | -0.00808 | -0.0009 | -0.0009 | -0.0009 | -0.00383 |  | 0 | 0 | 0 | 0 | 0
990819 | BAT_CHELSE~1 | 115 | 101 | 1000 | 351.9 | 0 | 351.9 | 351.9 | 0 | 0 | -0.0025 | -0.00156 | -0.00156 | -0.00156 | -0.00383 |  | 0 | 0 | 0 | 0 | 0
111124 | KENDALL JET | 13.8 | 101 | 1014 | 18 | 0 | 18 | 18 | 0 | 0 | -0.0025 | -0.00156 | -0.00156 | -0.00156 | -0.00382 |  | 0 | 0 | 0 | 0 | 0
110983 | MATEP_DIESEL | 13.8 | 101 | 1004 | 19.35 | 0 | 19.35 | 19.35 | 0 | 0 | -0.0025 | -0.00157 | -0.00157 | -0.00157 | -0.00378 |  | 0 | 0 | 0 | 0 | 0
110984 | MATEP_CC | 13.8 | 101 | 1004 | 57.1 | 0 | 57.1 | 57.1 | 0 | 0 | -0.0025 | -0.00157 | -0.00157 | -0.00157 | -0.00378 |  | 0 | 0 | 0 | 0 | 0
990926 | BAT_ELECTR~1 | 115 | 101 | 1000 | 267.51 | 0 | 326.37 | 267.51 | 0 | 58.86 | -0.0025 | -0.00157 | -0.00157 | -0.00157 | -0.00377 |  | 0 | 0 | 0 | 0 | 0
110985 | MATEP 3 | 13.8 | 101 | 1004 | 19.35 | 0 | 19.35 | 19.35 | 0 | 0 | -0.00249 | -0.00157 | -0.00157 | -0.00157 | -0.00376 |  | 0 | 0 | 0 | 0 | 0
111009 | MBTA | 14.4 | 101 | 1002 | 47 | 0 | 47 | 47 | 0 | 0 | -0.00247 | -0.00156 | -0.00156 | -0.00156 | -0.00372 |  | 0 | 0 | 0 | 0 | 0
113894 | STERLING T2 | 13.8 | 101 | 1210 | 0 | 0 | 0 | 0 | 0 | 0 | -0.00536 | 0.00036 | 0.00036 | 0.00036 | -0.00369 |  | 0 | 0 | 0 | 0 | 0
993285 | SUN_LITCHF~1 | 115 | 101 | 1110 | 0 | 0 | 0 | 0 | 0 | 0 | -0.00554 | 0.00084 | 0.00084 | 0.00084 | -0.00367 |  | 0 | 0 | 0 | 0 | 0
111028 | FRAMINGHAM | 13.8 | 101 | 1002 | 42.3 | 0 | 42.3 | 42.3 | 0 | 0 | -0.00379 | -0.00267 | -0.00267 | -0.00267 | -0.00359 |  | 0 | 0 | 0 | 0 | 0
993037 | SUN_LASHAW~1 | 69 | 101 | 1100 | 18.09 | 0 | 26.15 | 18.09 | 0 | 8.06 | -0.00783 | -0.00019 | -0.00019 | -0.00019 | -0.00354 |  | 0 | 0 | 0 | 0 | 0
113889 | PRINCETON | 13.8 | 101 | 1208 | 0 | 0 | 0 | 0 | 0 | 0 | -0.00738 | 0.00251 | 0.00251 | 0.00251 | -0.00346 |  | 0 | 0 | 0 | 0 | 0
990898 | SUN BAT_CA~1 | 115 | 101 | 1020 | 8.8 | 0 | 8.8 | 8.8 | 0 | 0 | -0.00305 | -0.0022 | -0.0022 | -0.0022 | -0.00314 |  | 0 | 0 | 0 | 0 | 0
993342 | SUN_CRYSTA~1 | 69 | 101 | 1110 | 0 | 0 | 0 | 0 | 0 | 0 | -0.00923 | 0.00492 | 0.00492 | 0.00492 | -0.00312 |  | 0 | 0 | 0 | 0 | 0
993038 | SUN_ROYALS~1 | 69 | 101 | 1100 | 2.5 | 0 | 2.5 | 2.5 | 0 | 0 | -0.00991 | 0.0058 | 0.0058 | 0.0058 | -0.00299 |  | 0 | 0 | 0 | 0 | 0
111092 | EDGAR ST | 18 | 101 | 1023 | 0 | 0 | 0 | 0 | 0 | 0 | -0.00262 | -0.00187 | -0.00187 | -0.00187 | -0.00291 |  | 0 | 0 | 0 | 0 | 0
111093 | EDGAR GT1 | 16 | 101 | 1023 | 0 | 0 | 0 | 0 | 0 | 0 | -0.00262 | -0.00187 | -0.00187 | -0.00187 | -0.00291 |  | 0 | 0 | 0 | 0 | 0
111097 | EDGAR GT2 | 16 | 101 | 1023 | 0 | 0 | 0 | 0 | 0 | 0 | -0.00262 | -0.00187 | -0.00187 | -0.00187 | -0.00291 |  | 0 | 0 | 0 | 0 | 0
111722 | TA WATSON 1 | 13.8 | 101 | 1063 | 0 | 0 | 0 | 0 | 0 | 0 | -0.00262 | -0.00187 | -0.00187 | -0.00187 | -0.00291 |  | 0 | 0 | 0 | 0 | 0
111723 | TA WATSON 2 | 13.8 | 101 | 1063 | 0 | 0 | 0 | 0 | 0 | 0 | -0.00262 | -0.00187 | -0.00187 | -0.00187 | -0.00291 |  | 0 | 0 | 0 | 0 | 0
111728 | POTTER 2 CT | 13.8 | 101 | 1063 | 0 | 0 | 0 | 0 | 0 | 0 | -0.00262 | -0.00187 | -0.00187 | -0.00187 | -0.00291 |  | 0 | 0 | 0 | 0 | 0
111729 | POTTER 2 ST | 13.8 | 101 | 1063 | 0 | 0 | 0 | 0 | 0 | 0 | -0.00262 | -0.00187 | -0.00187 | -0.00187 | -0.00291 |  | 0 | 0 | 0 | 0 | 0
990901 | DFO NG_EDGAR | 115 | 101 | 1020 | 0 | 0 | 0 | 0 | 0 | 0 | -0.00262 | -0.00187 | -0.00187 | -0.00187 | -0.00291 |  | 0 | 0 | 0 | 0 | 0
113389 | SNOW STREET2 | 13.2 | 101 | 1110 | 0 | 0 | 0 | 0 | 0 | 0 | -0.00187 | -0.00184 | -0.00184 | -0.00184 | -0.00287 |  | 0 | 0 | 0 | 0 | 0
113405 | MILLENIUM CT | 16 | 101 | 1110 | 0 | 0 | 0 | 0 | 0 | 0 | -0.00187 | -0.00184 | -0.00184 | -0.00184 | -0.00287 |  | 0 | 0 | 0 | 0 | 0
113406 | MILLENIUM ST | 13.8 | 101 | 1110 | 0 | 0 | 0 | 0 | 0 | 0 | -0.00187 | -0.00184 | -0.00184 | -0.00184 | -0.00287 |  | 0 | 0 | 0 | 0 | 0
993295 | SUN_SNOW S~1 | 115 | 101 | 1110 | 0 | 0 | 0 | 0 | 0 | 0 | -0.00187 | -0.00184 | -0.00184 | -0.00184 | -0.00287 |  | 0 | 0 | 0 | 0 | 0
994757 | BAT_S WREN~1 | 115 | 101 | 1140 | 0 | 0 | 0 | 0 | 0 | 0 | -0.00295 | -0.00219 | -0.00219 | -0.00219 | -0.00284 |  | 0 | 0 | 0 | 0 | 0
110950 | W MEDWAY J2 | 13.8 | 101 | 1023 | 0 | 0 | 0 | 0 | 0 | 0 | -0.00207 | -0.00142 | -0.00142 | -0.00142 | -0.00269 |  | 0 | 0 | 0 | 0 | 0
110951 | W MEDWAY JET | 13.8 | 101 | 1023 | 0 | 0 | 0 | 0 | 0 | 0 | -0.00207 | -0.00142 | -0.00142 | -0.00142 | -0.00269 |  | 0 | 0 | 0 | 0 | 0
993300 | SUN_W CHAR~1 | 115 | 101 | 1110 | 0 | 0 | 0 | 0 | 0 | 0 | -0.00145 | -0.00151 | -0.00151 | -0.00151 | -0.00261 |  | 0 | 0 | 0 | 0 | 0
990783 | WND_PILGRIM | 345 | 101 | 1020 | 0 | 0 | 0 | 0 | 0 | 0 | -0.00205 | -0.00144 | -0.00144 | -0.00144 | -0.00258 |  | 0 | 0 | 0 | 0 | 0
991136 | SUN_KINGST~1 | 115 | 101 | 1030 | 2.76 | 0 | 2.76 | 2.76 | 0 | 0 | -0.0021 | -0.00148 | -0.00148 | -0.00148 | -0.00258 |  | 0 | 0 | 0 | 0 | 0
991144 | BAT_BROOK ~1 | 115 | 101 | 1030 | 209.96 | 0 | 209.96 | 209.96 | 0 | 0 | -0.00209 | -0.00148 | -0.00148 | -0.00148 | -0.00258 |  | 0 | 0 | 0 | 0 | 0
991171 | SUN BAT_WE~1 | 23 | 101 | 1032 | 0 | 0 | 0 | 0 | 0 | 0 | -0.00209 | -0.00148 | -0.00148 | -0.00148 | -0.00258 |  | 0 | 0 | 0 | 0 | 0
111251 | CANAL G1 | 18 | 101 | 1043 | 0 | 0 | 0 | 0 | 0 | 0 | -0.00205 | -0.00144 | -0.00144 | -0.00144 | -0.00257 |  | 0 | 0 | 0 | 0 | 0
111252 | CANAL G2 | 18 | 101 | 1043 | 141.02 | 0 | 576.37 | 141.02 | 0 | 435.35 | -0.00205 | -0.00144 | -0.00144 | -0.00144 | -0.00257 |  | 0 | 0 | 0 | 0 | 0
111256 | CANAL 3 CTG | 25 | 101 | 1043 | 333 | 0 | 333 | 333 | 0 | 0 | -0.00205 | -0.00144 | -0.00144 | -0.00144 | -0.00257 |  | 0 | 0 | 0 | 0 | 0
993031 | SUN_WARE | 69 | 101 | 1100 | 60.61 | 0 | 85.08 | 60.61 | 0 | 24.47 | -0.00696 | 0.00231 | 0.00231 | 0.00231 | -0.00256 |  | 0 | 0 | 0 | 0 | 0
111248 | WEST TISBURY | 14.4 | 101 | 1044 | 0 | 0 | 0 | 0 | 0 | 0 | -0.00204 | -0.00144 | -0.00144 | -0.00144 | -0.00255 |  | 0 | 0 | 0 | 0 | 0
111253 | OAK BLUFFS | 23 | 101 | 1043 | 0 | 0 | 0 | 0 | 0 | 0 | -0.00204 | -0.00144 | -0.00144 | -0.00144 | -0.00255 |  | 0 | 0 | 0 | 0 | 0
991204 | SUN BAT_FA~1 | 115 | 101 | 1040 | 0 | 0 | 0 | 0 | 0 | 0 | -0.00204 | -0.00144 | -0.00144 | -0.00144 | -0.00255 |  | 0 | 0 | 0 | 0 | 0
991215 | SUN BAT_MA~1 | 115 | 101 | 1040 | 0 | 0 | 0 | 0 | 0 | 0 | -0.00204 | -0.00143 | -0.00143 | -0.00143 | -0.00255 |  | 0 | 0 | 0 | 0 | 0
991245 | SUN BAT_SA~1 | 115 | 101 | 1040 | 0 | 0 | 0 | 0 | 0 | 0 | -0.00204 | -0.00144 | -0.00144 | -0.00144 | -0.00255 |  | 0 | 0 | 0 | 0 | 0
111202 | BARNSTABLE | 115 | 101 | 1040 | 0 | 0 | 0 | 0 | 0 | 0 | -0.00204 | -0.00143 | -0.00143 | -0.00143 | -0.00254 |  | 0 | 0 | 0 | 0 | 0
111346 | QP624_SC2 | 33 | 101 | 1040 | 0 | 0 | 0 | 0 | 0 | 0 | -0.00204 | -0.00143 | -0.00143 | -0.00143 | -0.00254 |  | 0 | 0 | 0 | 0 | 0
111347 | QP624_SC1 | 33 | 101 | 1040 | 0 | 0 | 0 | 0 | 0 | 0 | -0.00204 | -0.00143 | -0.00143 | -0.00143 | -0.00254 |  | 0 | 0 | 0 | 0 | 0
111365 | QP624-2B | 0.69 | 101 | 1043 | 0 | 0 | 0 | 0 | 0 | 0 | -0.00204 | -0.00143 | -0.00143 | -0.00143 | -0.00254 |  | 0 | 0 | 0 | 0 | 0
111366 | QP624-2A | 0.69 | 101 | 1043 | 0 | 0 | 0 | 0 | 0 | 0 | -0.00204 | -0.00143 | -0.00143 | -0.00143 | -0.00254 |  | 0 | 0 | 0 | 0 | 0
111367 | QP624-1B | 0.69 | 101 | 1043 | 0 | 0 | 0 | 0 | 0 | 0 | -0.00204 | -0.00143 | -0.00143 | -0.00143 | -0.00254 |  | 0 | 0 | 0 | 0 | 0
111368 | QP624-1A | 0.69 | 101 | 1043 | 0 | 0 | 0 | 0 | 0 | 0 | -0.00204 | -0.00143 | -0.00143 | -0.00143 | -0.00254 |  | 0 | 0 | 0 | 0 | 0
115978 | BUNKER CTG | 13.2 | 101 | 1170 | 0 | 0 | 0 | 0 | 0 | 0 | -0.00204 | -0.00143 | -0.00143 | -0.00143 | -0.00254 |  | 0 | 0 | 0 | 0 | 0
115979 | BUNKER BESS | 0.4 | 101 | 1170 | 0 | 0 | 0 | 0 | 0 | 0 | -0.00204 | -0.00143 | -0.00143 | -0.00143 | -0.00254 |  | 0 | 0 | 0 | 0 | 0
991133 | BAT_CARVER | 345 | 101 | 1030 | 150 | 0 | 150 | 150 | 0 | 0 | -0.00202 | -0.00142 | -0.00142 | -0.00142 | -0.00254 |  | 0 | 0 | 0 | 0 | 0
991134 | WND_W BARN~1 | 345 | 101 | 1030 | 0 | 0 | 0 | 0 | 0 | 0 | -0.00203 | -0.00142 | -0.00142 | -0.00142 | -0.00254 |  | 0 | 0 | 0 | 0 | 0
991135 | WND_W BARN~1 | 115 | 101 | 1040 | 0 | 0 | 0 | 0 | 0 | 0 | -0.00204 | -0.00143 | -0.00143 | -0.00143 | -0.00254 |  | 0 | 0 | 0 | 0 | 0
991156 | SUN BAT_VA~1 | 115 | 101 | 1030 | 9.98 | 0 | 9.98 | 9.98 | 0 | 0 | -0.00205 | -0.00144 | -0.00144 | -0.00144 | -0.00254 |  | 0 | 0 | 0 | 0 | 0
991202 | WND_BARNST~1 | 115 | 101 | 1040 | 0 | 0 | 0 | 0 | 0 | 0 | -0.00204 | -0.00143 | -0.00143 | -0.00143 | -0.00254 |  | 0 | 0 | 0 | 0 | 0
991207 | SUN BAT_HA~1 | 115 | 101 | 1040 | 0 | 0 | 0 | 0 | 0 | 0 | -0.00204 | -0.00143 | -0.00143 | -0.00143 | -0.00254 |  | 0 | 0 | 0 | 0 | 0
111181 | BW-PV_1 | 0.4 | 101 | 1032 | 0 | 0 | 0 | 0 | 0 | 0 | -0.00205 | -0.00145 | -0.00145 | -0.00145 | -0.00253 |  | 0 | 0 | 0 | 0 | 0
111182 | BW-PV_2 | 0.4 | 101 | 1032 | 0 | 0 | 0 | 0 | 0 | 0 | -0.00205 | -0.00145 | -0.00145 | -0.00145 | -0.00253 |  | 0 | 0 | 0 | 0 | 0
111183 | BW-PV_3 | 0.4 | 101 | 1032 | 0 | 0 | 0 | 0 | 0 | 0 | -0.00205 | -0.00145 | -0.00145 | -0.00145 | -0.00253 |  | 0 | 0 | 0 | 0 | 0
991152 | BAT_WAREHA~1 | 115 | 101 | 1030 | 244.22 | 0 | 348.18 | 244.22 | 0 | 103.96 | -0.00205 | -0.00145 | -0.00145 | -0.00145 | -0.00253 |  | 0 | 0 | 0 | 0 | 0
991155 | SUN_WAREHA~1 | 115 | 101 | 1030 | 9.5 | 0 | 9.5 | 9.5 | 0 | 0 | -0.00205 | -0.00145 | -0.00145 | -0.00145 | -0.00253 |  | 0 | 0 | 0 | 0 | 0
993264 | SUN_MILLBURY | 345 | 101 | 1110 | 0 | 0 | 0 | 0 | 0 | 0 | -0.0017 | -0.00111 | -0.00111 | -0.00111 | -0.00253 |  | 0 | 0 | 0 | 0 | 0
111188 | SEMASS G1 | 13.8 | 101 | 1033 | 0 | 0 | 0 | 0 | 0 | 0 | -0.00205 | -0.00145 | -0.00145 | -0.00145 | -0.00252 |  | 0 | 0 | 0 | 0 | 0
111189 | SEMASS G2 | 13.8 | 101 | 1033 | 0 | 0 | 0 | 0 | 0 | 0 | -0.00205 | -0.00145 | -0.00145 | -0.00145 | -0.00252 |  | 0 | 0 | 0 | 0 | 0
991141 | SUN BAT_TR~1 | 115 | 101 | 1030 | 12.69 | 0 | 33.74 | 12.69 | 0 | 21.05 | -0.00205 | -0.00145 | -0.00145 | -0.00145 | -0.00252 |  | 0 | 0 | 0 | 0 | 0
997349 | SUN_WOONSO~1 | 115 | 101 | 1410 | 0 | 0 | 0 | 0 | 0 | 0 | -0.00309 | -0.00244 | -0.00244 | -0.00244 | -0.0025 |  | 0 | 0 | 0 | 0 | 0
991140 | SUN BAT_RO~1 | 115 | 101 | 1030 | 24.62 | 0 | 24.62 | 24.62 | 0 | 0 | -0.00205 | -0.00146 | -0.00146 | -0.00146 | -0.00248 |  | 0 | 0 | 0 | 0 | 0
991271 | SUN BAT_CR~2 | 115 | 101 | 1050 | 27.96 | 0 | 27.96 | 27.96 | 0 | 0 | -0.00205 | -0.00147 | -0.00147 | -0.00147 | -0.00246 |  | 0 | 0 | 0 | 0 | 0
991272 | SUN BAT_AR~1 | 115 | 101 | 1050 | 7 | 0 | 7 | 7 | 0 | 0 | -0.00205 | -0.00147 | -0.00147 | -0.00147 | -0.00245 |  | 0 | 0 | 0 | 0 | 0
991273 | SUN BAT_WI~1 | 115 | 101 | 1050 | 28.43 | 0 | 28.43 | 28.43 | 0 | 0 | -0.00205 | -0.00147 | -0.00147 | -0.00147 | -0.00245 |  | 0 | 0 | 0 | 0 | 0
115689 | CLEARY G8-9A | 13.8 | 101 | 1254 | 46.82 | 0 | 46.82 | 46.82 | 0 | 0 | -0.00206 | -0.00151 | -0.00151 | -0.00151 | -0.00238 |  | 0 | 0 | 0 | 0 | 0
115690 | CLEARY G9 | 13.8 | 101 | 1254 | 84.18 | 0 | 84.18 | 84.18 | 0 | 0 | -0.00206 | -0.00151 | -0.00151 | -0.00151 | -0.00238 |  | 0 | 0 | 0 | 0 | 0
991268 | SUN BAT_IN~1 | 115 | 101 | 1050 | 40.45 | 0 | 40.45 | 40.45 | 0 | 0 | -0.00205 | -0.00149 | -0.00149 | -0.00149 | -0.00238 |  | 0 | 0 | 0 | 0 | 0
990770 | BAT_W MEDW~1 | 345 | 101 | 1020 | 250 | 0 | 250 | 250 | 0 | 0 | -0.00179 | -0.00125 | -0.00125 | -0.00125 | -0.00236 |  | 0 | 0 | 0 | 0 | 0
111316 | DARTMTH PWRA | 13.8 | 101 | 1053 | 0 | 0 | 0 | 0 | 0 | 0 | -0.00205 | -0.0015 | -0.0015 | -0.0015 | -0.00235 |  | 0 | 0 | 0 | 0 | 0
111317 | DARTMTH PWRB | 13.8 | 101 | 1053 | 0 | 0 | 0 | 0 | 0 | 0 | -0.00205 | -0.0015 | -0.0015 | -0.0015 | -0.00235 |  | 0 | 0 | 0 | 0 | 0
115742 | DIGHTON PWR | 22 | 101 | 1160 | 168 | 0 | 168 | 168 | 0 | 0 | -0.00206 | -0.00151 | -0.00151 | -0.00151 | -0.00235 |  | 0 | 0 | 0 | 0 | 0
991265 | SUN BAT_FI~1 | 115 | 101 | 1050 | 0 | 0 | 0 | 0 | 0 | 0 | -0.00205 | -0.0015 | -0.0015 | -0.0015 | -0.00235 |  | 0 | 0 | 0 | 0 | 0
991267 | BAT_CROSS ~1 | 115 | 101 | 1050 | 129.81 | 0 | 246 | 129.81 | 0 | 116.19 | -0.00205 | -0.0015 | -0.0015 | -0.0015 | -0.00235 |  | 0 | 0 | 0 | 0 | 0
991275 | SUN BAT_CR~1 | 115 | 101 | 1050 | 14.5 | 0 | 14.5 | 14.5 | 0 | 0 | -0.00205 | -0.0015 | -0.0015 | -0.0015 | -0.00235 |  | 0 | 0 | 0 | 0 | 0
114861 | ANP BLLNGHM1 | 21 | 101 | 1140 | 0 | 0 | 0 | 0 | 0 | 0 | -0.00181 | -0.00127 | -0.00127 | -0.00127 | -0.00234 |  | 0 | 0 | 0 | 0 | 0
114862 | ANP BLLNGHM2 | 21 | 101 | 1140 | 0 | 0 | 0 | 0 | 0 | 0 | -0.00181 | -0.00127 | -0.00127 | -0.00127 | -0.00234 |  | 0 | 0 | 0 | 0 | 0
993034 | SUN_BELCHE~1 | 69 | 101 | 1100 | 17.93 | 0 | 17.93 | 17.93 | 0 | 0 | -0.00913 | 0.00507 | 0.00507 | 0.00507 | -0.00233 |  | 0 | 0 | 0 | 0 | 0
991378 | SUN BAT_BE~1 | 115 | 101 | 1050 | 279.36 | 0 | 880 | 279.36 | 0 | 600.64 | -0.00205 | -0.00152 | -0.00152 | -0.00152 | -0.00228 |  | 0 | 0 | 0 | 0 | 0
117434 | TIVERTON GT | 18 | 101 | 1410 | 0 | 0 | 0 | 0 | 0 | 0 | -0.00205 | -0.00152 | -0.00152 | -0.00152 | -0.00226 |  | 0 | 0 | 0 | 0 | 0
117435 | TIVERTON ST | 13.8 | 101 | 1410 | 0 | 0 | 0 | 0 | 0 | 0 | -0.00205 | -0.00152 | -0.00152 | -0.00152 | -0.00226 |  | 0 | 0 | 0 | 0 | 0
997357 | SUN_Tiverton | 115 | 101 | 1410 | 0 | 0 | 0 | 0 | 0 | 0 | -0.00205 | -0.00152 | -0.00152 | -0.00152 | -0.00226 |  | 0 | 0 | 0 | 0 | 0
998179 | NG_NAVY TAP | 69 | 101 | 1420 | 6.27 | 0 | 6.27 | 6.27 | 0 | 0 | -0.00205 | -0.00152 | -0.00152 | -0.00152 | -0.00226 |  | 0 | 0 | 0 | 0 | 0
998187 | SUN_JEPSON | 13.8 | 101 | 1420 | 20.97 | 0 | 20.97 | 20.97 | 0 | 0 | -0.00205 | -0.00152 | -0.00152 | -0.00152 | -0.00226 |  | 0 | 0 | 0 | 0 | 0
997005 | BAT_W FARN~1 | 115 | 101 | 1400 | 0 | 0 | 0 | 0 | 0 | 0 | -0.00266 | -0.0021 | -0.0021 | -0.0021 | -0.00225 |  | 0 | 0 | 0 | 0 | 0
997012 | SUN_NASONV~1 | 115 | 101 | 1400 | 0 | 0 | 0 | 0 | 0 | 0 | -0.00266 | -0.0021 | -0.0021 | -0.0021 | -0.00225 |  | 0 | 0 | 0 | 0 | 0
113101 | DEERFIELD 5G | 13.8 | 101 | 1100 | 0 | 0 | 0 | 0 | 0 | 0 | -0.03279 | 0.0377 | 0.0377 | 0.0377 | -0.00223 |  | 0 | 0 | 0 | 0 | 0
113102 | FIFE BROOK | 13.8 | 101 | 1100 | 9.9 | 0 | 9.9 | 9.9 | 0 | 0 | -0.03279 | 0.0377 | 0.0377 | 0.0377 | -0.00223 |  | 0 | 0 | 0 | 0 | 0
109529 | VERNON HYD A | 2.4 | 101 | 1100 | 0 | 0 | 0 | 0 | 0 | 0 | -0.01465 | 0.01198 | 0.01198 | 0.01198 | -0.00213 |  | 0 | 0 | 0 | 0 | 0
109530 | VERNON HYD B | 2.4 | 101 | 1100 | 0 | 0 | 0 | 0 | 0 | 0 | -0.01465 | 0.01198 | 0.01198 | 0.01198 | -0.00213 |  | 0 | 0 | 0 | 0 | 0
109531 | VERNON HY T1 | 13.8 | 101 | 1100 | 0 | 0 | 0 | 0 | 0 | 0 | -0.01465 | 0.01198 | 0.01198 | 0.01198 | -0.00213 |  | 0 | 0 | 0 | 0 | 0
109532 | VERNON HY T2 | 13.8 | 101 | 1100 | 0 | 0 | 0 | 0 | 0 | 0 | -0.01465 | 0.01198 | 0.01198 | 0.01198 | -0.00213 |  | 0 | 0 | 0 | 0 | 0
994734 | WND_BRAYTN~1 | 345 | 101 | 1140 | 0 | 0 | 0 | 0 | 0 | 0 | -0.00171 | -0.00128 | -0.00128 | -0.00128 | -0.002 |  | 0 | 0 | 0 | 0 | 0
997346 | SUN_WOLF H~1 | 115 | 101 | 1410 | 0 | 0 | 0 | 0 | 0 | 0 | -0.00223 | -0.00177 | -0.00177 | -0.00177 | -0.002 |  | 0 | 0 | 0 | 0 | 0
993029 | SUN_SHUTES~1 | 69 | 101 | 1100 | 19.99 | 0 | 19.99 | 19.99 | 0 | 0 | -0.01281 | 0.00975 | 0.00975 | 0.00975 | -0.00196 |  | 0 | 0 | 0 | 0 | 0
997353 | SUN_PUTNAM~1 | 115 | 101 | 1410 | 0 | 0 | 0 | 0 | 0 | 0 | -0.00215 | -0.00171 | -0.00171 | -0.00171 | -0.00196 |  | 0 | 0 | 0 | 0 | 0
111084 | NEA BELL GT1 | 13.8 | 101 | 1023 | 0 | 0 | 0 | 0 | 0 | 0 | -0.00145 | -0.00105 | -0.00105 | -0.00105 | -0.00195 |  | 0 | 0 | 0 | 0 | 0
111085 | NEA BELL GT2 | 13.8 | 101 | 1023 | 0 | 0 | 0 | 0 | 0 | 0 | -0.00145 | -0.00105 | -0.00105 | -0.00105 | -0.00195 |  | 0 | 0 | 0 | 0 | 0
111086 | NEA BELL ST1 | 13.8 | 101 | 1023 | 0 | 0 | 0 | 0 | 0 | 0 | -0.00145 | -0.00105 | -0.00105 | -0.00105 | -0.00195 |  | 0 | 0 | 0 | 0 | 0
117426 | MANCHSTR 09A | 13.8 | 101 | 1410 | 106.94 | 0 | 106.94 | 106.94 | 0 | 0 | -0.0019 | -0.0015 | -0.0015 | -0.0015 | -0.00184 |  | 0 | 0 | 0 | 0 | 0
117427 | MANCHSTR 10A | 13.8 | 101 | 1410 | 109.03 | 0 | 109.03 | 109.03 | 0 | 0 | -0.0019 | -0.0015 | -0.0015 | -0.0015 | -0.00184 |  | 0 | 0 | 0 | 0 | 0
117428 | MANCHSTR 11A | 13.8 | 101 | 1410 | 107.53 | 0 | 107.53 | 107.53 | 0 | 0 | -0.0019 | -0.0015 | -0.0015 | -0.0015 | -0.00184 |  | 0 | 0 | 0 | 0 | 0
117431 | FRNKLNSQ SC1 | 11.5 | 101 | 1410 | 47.06 | 0 | 47.06 | 47.06 | 0 | 0 | -0.0019 | -0.0015 | -0.0015 | -0.0015 | -0.00184 |  | 0 | 0 | 0 | 0 | 0
117432 | FRNKLNSQ SC2 | 11.5 | 101 | 1410 | 47.97 | 0 | 47.97 | 47.97 | 0 | 0 | -0.0019 | -0.0015 | -0.0015 | -0.0015 | -0.00184 |  | 0 | 0 | 0 | 0 | 0
117433 | FRNKLNSQ SC3 | 11.5 | 101 | 1410 | 49.47 | 0 | 49.47 | 49.47 | 0 | 0 | -0.0019 | -0.0015 | -0.0015 | -0.0015 | -0.00184 |  | 0 | 0 | 0 | 0 | 0
111095 | ANP BLKSTN 1 | 21 | 101 | 1023 | 0 | 0 | 0 | 0 | 0 | 0 | -0.00128 | -0.00095 | -0.00095 | -0.00095 | -0.00176 |  | 0 | 0 | 0 | 0 | 0
111096 | ANP BLKSTN 2 | 21 | 101 | 1023 | 0 | 0 | 0 | 0 | 0 | 0 | -0.00128 | -0.00095 | -0.00095 | -0.00095 | -0.00176 |  | 0 | 0 | 0 | 0 | 0
997311 | SUN_JOHNST~1 | 115 | 101 | 1410 | 0 | 0 | 0 | 0 | 0 | 0 | -0.00182 | -0.00145 | -0.00145 | -0.00145 | -0.00175 |  | 0 | 0 | 0 | 0 | 0
117436 | RISE CT1 | 18 | 101 | 1410 | 183.1 | 0 | 183.1 | 183.1 | 0 | 0 | -0.00177 | -0.00141 | -0.00141 | -0.00141 | -0.00171 |  | 0 | 0 | 0 | 0 | 0
117437 | RISE ST | 18 | 101 | 1410 | 185.48 | 0 | 185.48 | 185.48 | 0 | 0 | -0.00177 | -0.00141 | -0.00141 | -0.00141 | -0.00171 |  | 0 | 0 | 0 | 0 | 0
117438 | RISE CT2 | 18 | 101 | 1410 | 183.1 | 0 | 183.1 | 183.1 | 0 | 0 | -0.00177 | -0.00141 | -0.00141 | -0.00141 | -0.00171 |  | 0 | 0 | 0 | 0 | 0
116417 | STONY BRK 1A | 13.8 | 101 | 1333 | 103.17 | 0 | 103.17 | 103.17 | 0 | 0 | 0.00328 | 0.00082 | 0.00082 | 0.00082 | -0.00169 |  | 0 | 0 | 0 | 0 | 0
116418 | STONY BRK 1B | 13.8 | 101 | 1333 | 101.67 | 0 | 101.67 | 101.67 | 0 | 0 | 0.00328 | 0.00082 | 0.00082 | 0.00082 | -0.00169 |  | 0 | 0 | 0 | 0 | 0
116419 | STONY BRK 1C | 13.8 | 101 | 1333 | 103.17 | 0 | 103.17 | 103.17 | 0 | 0 | 0.00328 | 0.00082 | 0.00082 | 0.00082 | -0.00169 |  | 0 | 0 | 0 | 0 | 0
116420 | STONY BRK 1S | 13.8 | 101 | 1333 | 21.31 | 0 | 82.36 | 21.31 | 0 | 61.05 | 0.00328 | 0.00082 | 0.00082 | 0.00082 | -0.00169 |  | 0 | 0 | 0 | 0 | 0
116421 | STONY BRK 2A | 13.8 | 101 | 1333 | 0 | 0 | 0 | 0 | 0 | 0 | 0.00328 | 0.00082 | 0.00082 | 0.00082 | -0.00169 |  | 0 | 0 | 0 | 0 | 0
116422 | STONY BRK 2B | 13.8 | 101 | 1333 | 0 | 0 | 0 | 0 | 0 | 0 | 0.00328 | 0.00082 | 0.00082 | 0.00082 | -0.00169 |  | 0 | 0 | 0 | 0 | 0
117446 | J LANDFIL P2 | 4.2 | 101 | 1410 | 0 | 0 | 0 | 0 | 0 | 0 | -0.00174 | -0.0014 | -0.0014 | -0.0014 | -0.00169 |  | 0 | 0 | 0 | 0 | 0
117501 | J_LANDF_L | 0.6 | 101 | 1410 | 0 | 0 | 0 | 0 | 0 | 0 | -0.00174 | -0.0014 | -0.0014 | -0.0014 | -0.00169 |  | 0 | 0 | 0 | 0 | 0
996045 | BAT_LUDLOW | 345 | 101 | 1330 | 0 | 0 | 0 | 0 | 0 | 0 | 0.00328 | 0.00082 | 0.00082 | 0.00082 | -0.00169 |  | 0 | 0 | 0 | 0 | 0
117455 | RIDGEWOOD LD | 13.8 | 101 | 1410 | 0 | 0 | 0 | 0 | 0 | 0 | -0.00171 | -0.00137 | -0.00137 | -0.00137 | -0.00167 |  | 0 | 0 | 0 | 0 | 0
117505 | S-SKY-WCR_L | 0.48 | 101 | 1410 | 0 | 0 | 0 | 0 | 0 | 0 | -0.00147 | -0.0012 | -0.0012 | -0.0012 | -0.00149 |  | 0 | 0 | 0 | 0 | 0
997342 | SUN_W CRAN~1 | 115 | 101 | 1410 | 0 | 0 | 0 | 0 | 0 | 0 | -0.00147 | -0.0012 | -0.0012 | -0.0012 | -0.00149 |  | 0 | 0 | 0 | 0 | 0
113098 | DEERFIELD 2G | 2.4 | 101 | 1100 | 0 | 0 | 0 | 0 | 0 | 0 | -0.01797 | 0.01633 | 0.01633 | 0.01633 | -0.00142 |  | 0 | 0 | 0 | 0 | 0
117503 | S-SKY-2228_L | 0.48 | 101 | 1410 | 0 | 0 | 0 | 0 | 0 | 0 | -0.00136 | -0.00111 | -0.00111 | -0.00111 | -0.00141 |  | 0 | 0 | 0 | 0 | 0
117514 | HOPE_0.385KV | 0.38 | 101 | 1410 | 0 | 0 | 0 | 0 | 0 | 0 | -0.00136 | -0.00111 | -0.00111 | -0.00111 | -0.00141 |  | 0 | 0 | 0 | 0 | 0
113099 | DEERFIELD 3G | 2.4 | 101 | 1100 | 0 | 0 | 0 | 0 | 0 | 0 | -0.01864 | 0.01718 | 0.01718 | 0.01718 | -0.00136 |  | 0 | 0 | 0 | 0 | 0
997463 | SUN_NEW LO~1 | 115 | 101 | 1410 | 0 | 0 | 0 | 0 | 0 | 0 | -0.00123 | -0.00102 | -0.00102 | -0.00102 | -0.00131 |  | 0 | 0 | 0 | 0 | 0
113100 | DEERFIELD 4G | 2.4 | 101 | 1100 | 0 | 0 | 0 | 0 | 0 | 0 | -0.01917 | 0.01786 | 0.01786 | 0.01786 | -0.0013 |  | 0 | 0 | 0 | 0 | 0
117485 | RI_WED_GEN | 0.6 | 101 | 1410 | 0 | 0 | 0 | 0 | 0 | 0 | -0.00109 | -0.00092 | -0.00092 | -0.00092 | -0.00121 |  | 0 | 0 | 0 | 0 | 0
117486 | RI WED G2 | 0.6 | 101 | 1410 | 0 | 0 | 0 | 0 | 0 | 0 | -0.00109 | -0.00092 | -0.00092 | -0.00092 | -0.00121 |  | 0 | 0 | 0 | 0 | 0
997327 | SUN_DRUMROCK | 115 | 101 | 1410 | 0 | 0 | 0 | 0 | 0 | 0 | -0.00106 | -0.0009 | -0.0009 | -0.0009 | -0.00118 |  | 0 | 0 | 0 | 0 | 0
113128 | WARREN_A | 0.34 | 101 | 1100 | 0 | 0 | 0 | 0 | 0 | 0 | 0.00086 | 0.00033 | 0.00033 | 0.00033 | -0.00116 |  | 0 | 0 | 0 | 0 | 0
113129 | WARREN_B | 0.34 | 101 | 1100 | 0 | 0 | 0 | 0 | 0 | 0 | 0.00086 | 0.00033 | 0.00033 | 0.00033 | -0.00116 |  | 0 | 0 | 0 | 0 | 0
113130 | WARREN_C | 0.36 | 101 | 1100 | 0 | 0 | 0 | 0 | 0 | 0 | 0.00086 | 0.00033 | 0.00033 | 0.00033 | -0.00116 |  | 0 | 0 | 0 | 0 | 0
993004 | SUN_LITL R~1 | 115 | 101 | 1100 | 24.91 | 0 | 24.91 | 24.91 | 0 | 0 | 0.00086 | 0.00033 | 0.00033 | 0.00033 | -0.00116 |  | 0 | 0 | 0 | 0 | 0
997332 | SUN_KENT C~1 | 115 | 101 | 1410 | 0 | 0 | 0 | 0 | 0 | 0 | -0.00099 | -0.00084 | -0.00084 | -0.00084 | -0.00113 |  | 0 | 0 | 0 | 0 | 0
997385 | SUN_KENT C~1 | 34.5 | 101 | 1410 | 0 | 0 | 0 | 0 | 0 | 0 | -0.00099 | -0.00085 | -0.00085 | -0.00085 | -0.00113 |  | 0 | 0 | 0 | 0 | 0
117029 | OCEAN ST GT1 | 13.8 | 101 | 1400 | 77.46 | 0 | 77.46 | 77.46 | 0 | 0 | -0.00057 | -0.00053 | -0.00053 | -0.00053 | -0.00092 |  | 0 | 0 | 0 | 0 | 0
117030 | OCEAN ST GT2 | 13.8 | 101 | 1400 | 77.46 | 0 | 77.46 | 77.46 | 0 | 0 | -0.00057 | -0.00053 | -0.00053 | -0.00053 | -0.00092 |  | 0 | 0 | 0 | 0 | 0
117031 | OCEAN ST ST1 | 13.8 | 101 | 1400 | 117.42 | 0 | 117.42 | 117.42 | 0 | 0 | -0.00057 | -0.00053 | -0.00053 | -0.00053 | -0.00092 |  | 0 | 0 | 0 | 0 | 0
117032 | OCEAN ST GT3 | 13.8 | 101 | 1400 | 78.17 | 0 | 78.17 | 78.17 | 0 | 0 | -0.00057 | -0.00053 | -0.00053 | -0.00053 | -0.00092 |  | 0 | 0 | 0 | 0 | 0
117033 | OCEAN ST GT4 | 13.8 | 101 | 1400 | 78.17 | 0 | 78.17 | 78.17 | 0 | 0 | -0.00057 | -0.00053 | -0.00053 | -0.00053 | -0.00092 |  | 0 | 0 | 0 | 0 | 0
117034 | OCEAN ST ST2 | 13.8 | 101 | 1400 | 118.49 | 0 | 118.49 | 118.49 | 0 | 0 | -0.00057 | -0.00053 | -0.00053 | -0.00053 | -0.00092 |  | 0 | 0 | 0 | 0 | 0
997000 | DFO NG_SHE~1 | 345 | 101 | 1400 | 0 | 0 | 0 | 0 | 0 | 0 | -0.00057 | -0.00053 | -0.00053 | -0.00053 | -0.00092 |  | 0 | 0 | 0 | 0 | 0
997314 | BAT_DAVISV~1 | 115 | 101 | 1410 | 0 | 0 | 0 | 0 | 0 | 0 | -0.00066 | -0.00063 | -0.00063 | -0.00063 | -0.00076 |  | 0 | 0 | 0 | 0 | 0
997368 | SUN_OLD BA~1 | 12.5 | 101 | 1410 | 0 | 0 | 0 | 0 | 0 | 0 | -0.00066 | -0.00063 | -0.00063 | -0.00063 | -0.00076 |  | 0 | 0 | 0 | 0 | 0
993036 | SUN_WILBRA~1 | 69 | 101 | 1100 | 9.7 | 0 | 9.7 | 9.7 | 0 | 0 | 0.00046 | 0.00176 | 0.00176 | 0.00176 | -0.00067 |  | 0 | 0 | 0 | 0 | 0
993047 | SUN_E.LONG~1 | 69 | 101 | 1100 | 8.99 | 0 | 8.99 | 8.99 | 0 | 0 | 0.00046 | 0.00176 | 0.00176 | 0.00176 | -0.00067 |  | 0 | 0 | 0 | 0 | 0
997313 | SUN_TOWER ~1 | 115 | 101 | 1410 | 0 | 0 | 0 | 0 | 0 | 0 | -0.00036 | -0.00043 | -0.00043 | -0.00043 | -0.00041 |  | 0 | 0 | 0 | 0 | 0
997363 | SUN_TOWER ~1 | 12.5 | 101 | 1410 | 0 | 0 | 0 | 0 | 0 | 0 | -0.00036 | -0.00043 | -0.00043 | -0.00043 | -0.00041 |  | 0 | 0 | 0 | 0 | 0
113073 | PALMER | 23 | 101 | 1100 | 0 | 0 | 0 | 0 | 0 | 0 | 0.00248 | 0.00162 | 0.00162 | 0.00162 | -0.00015 |  | 0 | 0 | 0 | 0 | 0
993012 | SUN_PALMER | 115 | 101 | 1100 | 19.2 | 0 | 19.2 | 19.2 | 0 | 0 | 0.00248 | 0.00162 | 0.00162 | 0.00162 | -0.00015 |  | 0 | 0 | 0 | 0 | 0
109517 | SEARS HYDRO | 2.4 | 101 | 1100 | 0 | 0 | 0 | 0 | 0 | 0 | -0.02961 | 0.0355 | 0.0355 | 0.0355 | 0.00023 |  | 0 | 0 | 0 | 0 | 0
117495 | BLK ISL WIND | 0.9 | 101 | 1410 | 0 | 0 | 0 | 0 | 0 | 0 | 0.00022 | -5e-05 | -5e-05 | -5e-05 | 0.00026 |  | 0 | 0 | 0 | 0 | 0
997339 | SUN_W KING~1 | 115 | 101 | 1410 | 0 | 0 | 0 | 0 | 0 | 0 | 0.00022 | -5e-05 | -5e-05 | -5e-05 | 0.00026 |  | 0 | 0 | 0 | 0 | 0
993014 | SUN_THORND~1 | 115 | 101 | 1100 | 17.42 | 0 | 17.42 | 17.42 | 0 | 0 | 0.00404 | 0.00207 | 0.00207 | 0.00207 | 0.00039 |  | 0 | 0 | 0 | 0 | 0
999038 | BAT_KILLIN~1 | 345 | 101 | 1630 | 0 | 0 | 0 | 0 | 0 | 0 | 0.00103 | 0.00047 | 0.00047 | 0.00047 | 0.0008 |  | 0 | 0 | 0 | 0 | 0
121513 | LAKE ROAD_C1 | 21 | 101 | 1633 | 269.79 | 0 | 269.79 | 269.79 | 0 | 0 | 0.00108 | 0.00049 | 0.00049 | 0.00049 | 0.00085 |  | 0 | 0 | 0 | 0 | 0
121514 | LAKE ROAD_C2 | 21 | 101 | 1633 | 275.21 | 0 | 275.21 | 275.21 | 0 | 0 | 0.00108 | 0.00049 | 0.00049 | 0.00049 | 0.00085 |  | 0 | 0 | 0 | 0 | 0
121515 | LAKE ROAD_C3 | 21 | 101 | 1633 | 0.78 | 0 | 279 | 0.78 | 0 | 278.22 | 0.00108 | 0.00049 | 0.00049 | 0.00049 | 0.00085 |  | 0 | 0 | 0 | 0 | 0
997305 | SUN_KENYON | 115 | 101 | 1410 | 0 | 0 | 0 | 0 | 0 | 0 | 0.00077 | 0.00031 | 0.00031 | 0.00031 | 0.0009 |  | 0 | 0 | 0 | 0 | 0
121517 | QP724 CT | 23.5 | 101 | 1633 | 341.24 | 0 | 393.67 | 341.24 | 0 | 52.43 | 0.00125 | 0.0006 | 0.0006 | 0.0006 | 0.00103 |  | 0 | 0 | 0 | 0 | 0
121518 | QP724 ST | 16 | 101 | 1633 | 238.29 | 0 | 238.29 | 238.29 | 0 | 0 | 0.00125 | 0.0006 | 0.0006 | 0.0006 | 0.00103 |  | 0 | 0 | 0 | 0 | 0
993109 | SUN_WEST H~1 | 115 | 101 | 1100 | 3.33 | 0 | 13.17 | 3.33 | 0 | 9.84 | 0.00518 | 0.00266 | 0.00266 | 0.00266 | 0.00123 |  | 0 | 0 | 0 | 0 | 0
117507 | STSK_GEN | 0.55 | 101 | 1410 | 0 | 0 | 0 | 0 | 0 | 0 | 0.00128 | 0.00064 | 0.00064 | 0.00064 | 0.00148 |  | 0 | 0 | 0 | 0 | 0
997348 | SUN_WOOD R~1 | 115 | 101 | 1410 | 0 | 0 | 0 | 0 | 0 | 0 | 0.00128 | 0.00064 | 0.00064 | 0.00064 | 0.00148 |  | 0 | 0 | 0 | 0 | 0
116433 | ORCHARD | 13.8 | 101 | 1332 | 0 | 0 | 0 | 0 | 0 | 0 | 0.0068 | 0.00321 | 0.00321 | 0.00321 | 0.00193 |  | 0 | 0 | 0 | 0 | 0
109296 | SEARS WIND_E | 12.5 | 101 | 704 | 0 | 0 | 0 | 0 | 0 | 0 | -0.02676 | 0.03525 | 0.03525 | 0.03525 | 0.00206 |  | 0 | 0 | 0 | 0 | 0
109297 | SEARS WIND_W | 12.5 | 101 | 704 | 0 | 0 | 0 | 0 | 0 | 0 | -0.02676 | 0.03525 | 0.03525 | 0.03525 | 0.00206 |  | 0 | 0 | 0 | 0 | 0
997458 | SUN_CHASE ~1 | 115 | 101 | 1410 | 0 | 0 | 0 | 0 | 0 | 0 | 0.00179 | 0.00098 | 0.00098 | 0.00098 | 0.00206 |  | 0 | 0 | 0 | 0 | 0
121526 | WOODSHILL_PV | 0.38 | 101 | 1634 | 0 | 0 | 0 | 0 | 0 | 0 | 0.00207 | 0.00115 | 0.00115 | 0.00115 | 0.00208 |  | 0 | 0 | 0 | 0 | 0
121536 | QB_GEN | 0.42 | 101 | 1633 | 0 | 0 | 0 | 0 | 0 | 0 | 0.00208 | 0.00116 | 0.00116 | 0.00116 | 0.0021 |  | 0 | 0 | 0 | 0 | 0
999541 | SUN_BROOKL~1 | 115 | 101 | 1630 | 0 | 0 | 0 | 0 | 0 | 0 | 0.00249 | 0.00143 | 0.00143 | 0.00143 | 0.0026 |  | 0 | 0 | 0 | 0 | 0
999682 | SUN_SHUNCK~1 | 115 | 101 | 1630 | 0 | 0 | 0 | 0 | 0 | 0 | 0.00239 | 0.00138 | 0.00138 | 0.00138 | 0.00276 |  | 0 | 0 | 0 | 0 | 0
121638 | PAWCATCK SLR | 0.6 | 101 | 1634 | 0 | 0 | 0 | 0 | 0 | 0 | 0.00239 | 0.00138 | 0.00138 | 0.00138 | 0.00277 |  | 0 | 0 | 0 | 0 | 0
121841 | NUTMEG_G | 0.42 | 101 | 1653 | 0 | 0 | 0 | 0 | 0 | 0 | 0.00725 | 0.00373 | 0.00373 | 0.00373 | 0.00278 |  | 0 | 0 | 0 | 0 | 0
999993 | SUN_SCITICO | 115 | 101 | 1650 | 0 | 0 | 0 | 0 | 0 | 0 | 0.00725 | 0.00373 | 0.00373 | 0.00373 | 0.00278 |  | 0 | 0 | 0 | 0 | 0
116438 | MONSANTO_C1 | 13.8 | 101 | 1333 | 84.65 | 0 | 84.65 | 84.65 | 0 | 0 | 0.00788 | 0.00382 | 0.00382 | 0.00382 | 0.00283 |  | 0 | 0 | 0 | 0 | 0
116439 | MONSANTO_S1 | 13.8 | 101 | 1333 | 76.01 | 0 | 76.01 | 76.01 | 0 | 0 | 0.00788 | 0.00382 | 0.00382 | 0.00382 | 0.00283 |  | 0 | 0 | 0 | 0 | 0
116440 | MONSANTO_C2 | 13.8 | 101 | 1333 | 84.65 | 0 | 84.65 | 84.65 | 0 | 0 | 0.00788 | 0.00382 | 0.00382 | 0.00382 | 0.00283 |  | 0 | 0 | 0 | 0 | 0
121559 | CONSTITUTION | 0.6 | 101 | 1634 | 0 | 0 | 0 | 0 | 0 | 0 | 0.00317 | 0.00187 | 0.00187 | 0.00187 | 0.00343 |  | 0 | 0 | 0 | 0 | 0
121560 | PLAINFIELD | 13.8 | 101 | 1633 | 0 | 0 | 0 | 0 | 0 | 0 | 0.00318 | 0.00188 | 0.00188 | 0.00188 | 0.00344 |  | 0 | 0 | 0 | 0 | 0
999562 | SUN_FRY BR~1 | 115 | 101 | 1630 | 0 | 0 | 0 | 0 | 0 | 0 | 0.00318 | 0.00188 | 0.00188 | 0.00188 | 0.00344 |  | 0 | 0 | 0 | 0 | 0
113096 | BEARSWAMP 1 | 13.8 | 101 | 1100 | 331.5 | 0 | 331.5 | 331.5 | 0 | 0 | -0.01986 | 0.02444 | 0.02444 | 0.02444 | 0.00346 |  | 0 | 0 | 0 | 0 | 0
113097 | BEARSWAMP 2 | 13.8 | 101 | 1100 | 331.5 | 0 | 331.5 | 331.5 | 0 | 0 | -0.01986 | 0.02444 | 0.02444 | 0.02444 | 0.00346 |  | 0 | 0 | 0 | 0 | 0
993001 | SUN_BEAR S~1 | 230 | 101 | 1100 | 83.71 | 0 | 83.71 | 83.71 | 0 | 0 | -0.01986 | 0.02444 | 0.02444 | 0.02444 | 0.00346 |  | 0 | 0 | 0 | 0 | 0
999116 | SUN_N-BLOO~1 | 345 | 101 | 1670 | 0 | 0 | 0 | 0 | 0 | 0 | 0.00568 | 0.00293 | 0.00293 | 0.00293 | 0.00362 |  | 0 | 0 | 0 | 0 | 0
109403 | DRFLD EAST G | 0.69 | 101 | 704 | 0 | 0 | 0 | 0 | 0 | 0 | -0.02389 | 0.035 | 0.035 | 0.035 | 0.0039 |  | 0 | 0 | 0 | 0 | 0
109404 | DRFLD WEST G | 0.69 | 101 | 704 | 0 | 0 | 0 | 0 | 0 | 0 | -0.02389 | 0.035 | 0.035 | 0.035 | 0.0039 |  | 0 | 0 | 0 | 0 | 0
121587 | FOXWOODS G2 | 4.16 | 101 | 1634 | 0 | 0 | 0 | 0 | 0 | 0 | 0.00349 | 0.0021 | 0.0021 | 0.0021 | 0.00403 |  | 0 | 0 | 0 | 0 | 0
999672 | BAT_MYSTIC~2 | 115 | 101 | 1630 | 0 | 0 | 0 | 0 | 0 | 0 | 0.00349 | 0.0021 | 0.0021 | 0.0021 | 0.00403 |  | 0 | 0 | 0 | 0 | 0
993118 | SUN_5 CORN~1 | 115 | 101 | 1100 | 0 | 0 | 0 | 0 | 0 | 0 | 0.00946 | 0.00472 | 0.00472 | 0.00472 | 0.00414 |  | 0 | 0 | 0 | 0 | 0
999849 | FC_WILLIMA~1 | 115 | 101 | 1630 | 0 | 0 | 0 | 0 | 0 | 0 | 0.00397 | 0.00235 | 0.00235 | 0.00235 | 0.00415 |  | 0 | 0 | 0 | 0 | 0
108934 | STRATTON_SC1 | 13.8 | 101 | 704 | 0 | 0 | 0 | 0 | 0 | 0 | 0.00133 | 0.01335 | 0.01335 | 0.01335 | 0.00417 |  | 0 | 0 | 0 | 0 | 0
108938 | STRATTON_SC2 | 13.8 | 101 | 704 | 0 | 0 | 0 | 0 | 0 | 0 | 0.00133 | 0.01335 | 0.01335 | 0.01335 | 0.00417 |  | 0 | 0 | 0 | 0 | 0
121852 | RAINBOW HYD | 2.4 | 101 | 1654 | 0 | 0 | 0 | 0 | 0 | 0 | 0.00538 | 0.00292 | 0.00292 | 0.00292 | 0.00418 |  | 0 | 0 | 0 | 0 | 0
121860 | HAMILTON GT | 13.8 | 101 | 1654 | 0 | 0 | 0 | 0 | 0 | 0 | 0.00538 | 0.00292 | 0.00292 | 0.00292 | 0.00418 |  | 0 | 0 | 0 | 0 | 0
121865 | DEXTER CT | 13.8 | 101 | 1653 | 0 | 0 | 0 | 0 | 0 | 0 | 0.00538 | 0.00292 | 0.00292 | 0.00292 | 0.00418 |  | 0 | 0 | 0 | 0 | 0
990002 | SUN_WINDSO~1 | 115 | 101 | 1650 | 0 | 0 | 0 | 0 | 0 | 0 | 0.00538 | 0.00292 | 0.00292 | 0.00292 | 0.00418 |  | 0 | 0 | 0 | 0 | 0
990038 | SUN_BARBOU~1 | 115 | 101 | 1650 | 0 | 0 | 0 | 0 | 0 | 0 | 0.00538 | 0.00292 | 0.00292 | 0.00292 | 0.00418 |  | 0 | 0 | 0 | 0 | 0
116452 | HADLEY FALLS | 6.6 | 101 | 1334 | 14.95 | 0 | 14.95 | 14.95 | 0 | 0 | 0.00967 | 0.00484 | 0.00484 | 0.00484 | 0.00431 |  | 0 | 0 | 0 | 0 | 0
121570 | TUNNEL JET | 13.2 | 101 | 1634 | 0 | 0 | 0 | 0 | 0 | 0 | 0.00396 | 0.0024 | 0.0024 | 0.0024 | 0.00441 |  | 0 | 0 | 0 | 0 | 0
121571 | FUSION_GEN | 0.38 | 101 | 1634 | 0 | 0 | 0 | 0 | 0 | 0 | 0.00396 | 0.0024 | 0.0024 | 0.0024 | 0.00441 |  | 0 | 0 | 0 | 0 | 0
121586 | FOXWOODS G1 | 4.16 | 101 | 1634 | 0 | 0 | 0 | 0 | 0 | 0 | 0.00396 | 0.0024 | 0.0024 | 0.0024 | 0.00441 |  | 0 | 0 | 0 | 0 | 0
999583 | SUN_TUNNEL | 115 | 101 | 1630 | 0 | 0 | 0 | 0 | 0 | 0 | 0.00396 | 0.0024 | 0.0024 | 0.0024 | 0.00441 |  | 0 | 0 | 0 | 0 | 0
121788 | LISBON | 4.16 | 101 | 1633 | 0 | 0 | 0 | 0 | 0 | 0 | 0.00405 | 0.00245 | 0.00245 | 0.00245 | 0.00451 |  | 0 | 0 | 0 | 0 | 0
116458 | FRONT STREET | 4.16 | 101 | 1334 | 0 | 0 | 0 | 0 | 0 | 0 | 0.00989 | 0.00497 | 0.00497 | 0.00497 | 0.00453 |  | 0 | 0 | 0 | 0 | 0
121579 | NORWICH JET | 13.8 | 101 | 1633 | 0 | 0 | 0 | 0 | 0 | 0 | 0.00417 | 0.00254 | 0.00254 | 0.00254 | 0.00468 |  | 0 | 0 | 0 | 0 | 0
121590 | SECREC | 13.2 | 101 | 1633 | 0 | 0 | 0 | 0 | 0 | 0 | 0.00417 | 0.00254 | 0.00254 | 0.00254 | 0.00468 |  | 0 | 0 | 0 | 0 | 0
993017 | SUN_FLOREN~1 | 115 | 101 | 1100 | 0 | 0 | 0 | 0 | 0 | 0 | 0.0107 | 0.00542 | 0.00542 | 0.00542 | 0.00511 |  | 0 | 0 | 0 | 0 | 0
990290 | SUN_N-BLOO~1 | 115 | 101 | 1670 | 0 | 0 | 0 | 0 | 0 | 0 | 0.00627 | 0.00353 | 0.00353 | 0.00353 | 0.00538 |  | 0 | 0 | 0 | 0 | 0
121647 | MONTVILLE | 2.4 | 101 | 1633 | 0 | 0 | 0 | 0 | 0 | 0 | 0.00493 | 0.00304 | 0.00304 | 0.00304 | 0.00565 |  | 0 | 0 | 0 | 0 | 0
116492 | W-SPRNGFLD-1 | 13.8 | 101 | 1333 | 39 | 0 | 39 | 39 | 0 | 0 | 0.01121 | 0.00571 | 0.00571 | 0.00571 | 0.00573 |  | 0 | 0 | 0 | 0 | 0
116493 | W-SPRNGFLD-2 | 13.8 | 101 | 1333 | 0 | 0 | 0 | 0 | 0 | 0 | 0.01121 | 0.00571 | 0.00571 | 0.00571 | 0.00573 |  | 0 | 0 | 0 | 0 | 0
116494 | W-SPRNGFLD-3 | 13.8 | 101 | 1333 | 107 | 0 | 107 | 107 | 0 | 0 | 0.01121 | 0.00571 | 0.00571 | 0.00571 | 0.00573 |  | 0 | 0 | 0 | 0 | 0
116495 | SPGFLD RFUSE | 4.16 | 101 | 1334 | 0 | 0 | 0 | 0 | 0 | 0 | 0.01121 | 0.00571 | 0.00571 | 0.00571 | 0.00573 |  | 0 | 0 | 0 | 0 | 0
121931 | RIVERSIDE PF | 23 | 101 | 1672 | 0 | 0 | 0 | 0 | 0 | 0 | 0.00622 | 0.00362 | 0.00362 | 0.00362 | 0.0059 |  | 0 | 0 | 0 | 0 | 0
121943 | S-MEADOW_G5 | 11.5 | 101 | 1673 | 0 | 0 | 0 | 0 | 0 | 0 | 0.00624 | 0.00364 | 0.00364 | 0.00364 | 0.00593 |  | 0 | 0 | 0 | 0 | 0
121944 | S-MEADOW_G6 | 11.5 | 101 | 1673 | 0 | 0 | 0 | 0 | 0 | 0 | 0.00624 | 0.00364 | 0.00364 | 0.00364 | 0.00593 |  | 0 | 0 | 0 | 0 | 0
121645 | MONTVILLE_G5 | 13.8 | 101 | 1633 | 0 | 0 | 0 | 0 | 0 | 0 | 0.00522 | 0.00324 | 0.00324 | 0.00324 | 0.00602 |  | 0 | 0 | 0 | 0 | 0
121646 | MONTVILLE_G6 | 22 | 101 | 1633 | 24.5 | 0 | 410 | 24.5 | 0 | 385.5 | 0.00522 | 0.00324 | 0.00324 | 0.00324 | 0.00602 |  | 0 | 0 | 0 | 0 | 0
121835 | RAND WHITNEY | 13.8 | 101 | 1634 | 0 | 0 | 0 | 0 | 0 | 0 | 0.00522 | 0.00324 | 0.00324 | 0.00324 | 0.00602 |  | 0 | 0 | 0 | 0 | 0
999718 | WND_MONTVI~1 | 115 | 101 | 1630 | 0 | 0 | 0 | 0 | 0 | 0 | 0.00522 | 0.00324 | 0.00324 | 0.00324 | 0.00602 |  | 0 | 0 | 0 | 0 | 0
999768 | SUN_WATERF~1 | 115 | 101 | 1630 | 0 | 0 | 0 | 0 | 0 | 0 | 0.00522 | 0.00324 | 0.00324 | 0.00324 | 0.00602 |  | 0 | 0 | 0 | 0 | 0
121964 | CDECCA_CT | 13.8 | 101 | 1673 | 0 | 0 | 0 | 0 | 0 | 0 | 0.00644 | 0.00376 | 0.00376 | 0.00376 | 0.00616 |  | 0 | 0 | 0 | 0 | 0
121965 | CDECCA_ST | 13.2 | 101 | 1673 | 0 | 0 | 0 | 0 | 0 | 0 | 0.00644 | 0.00376 | 0.00376 | 0.00376 | 0.00616 |  | 0 | 0 | 0 | 0 | 0
116505 | BERKSHRE_G1 | 21 | 101 | 1333 | 270 | 0 | 270 | 270 | 0 | 0 | 0.01241 | 0.00641 | 0.00641 | 0.00641 | 0.00665 |  | 0 | 0 | 0 | 0 | 0
121656 | MILLSTONE_G2 | 24 | 101 | 1633 | 934.5 | 0 | 934.5 | 934.5 | 0 | 0 | 0.00588 | 0.00365 | 0.00365 | 0.00365 | 0.00669 |  | 0 | 0 | 0 | 0 | 0
121657 | MILLSTONE_G3 | 24 | 101 | 1633 | 1283 | 0 | 1283 | 1283 | 0 | 0 | 0.00588 | 0.00365 | 0.00365 | 0.00365 | 0.00669 |  | 0 | 0 | 0 | 0 | 0
999194 | NUC_MILLST~1 | 345 | 101 | 1630 | 0 | 0 | 0 | 0 | 0 | 0 | 0.00588 | 0.00365 | 0.00365 | 0.00365 | 0.00669 |  | 0 | 0 | 0 | 0 | 0
122154 | SIMSBURY SLR | 0.38 | 101 | 1694 | 0 | 0 | 0 | 0 | 0 | 0 | 0.00705 | 0.00422 | 0.00422 | 0.00422 | 0.00712 |  | 0 | 0 | 0 | 0 | 0
990307 | SUN_NE-SIM~1 | 115 | 101 | 1690 | 0 | 0 | 0 | 0 | 0 | 0 | 0.00705 | 0.00422 | 0.00422 | 0.00422 | 0.00712 |  | 0 | 0 | 0 | 0 | 0
116556 | COBBLE MT_G | 6.9 | 101 | 1333 | 19.96 | 0 | 19.96 | 19.96 | 0 | 0 | 0.01412 | 0.00736 | 0.00736 | 0.00736 | 0.00787 |  | 0 | 0 | 0 | 0 | 0
122041 | MIDDLETWN_G2 | 13.8 | 101 | 1713 | 121.29 | 0 | 121.29 | 121.29 | 0 | 0 | 0.00715 | 0.00448 | 0.00448 | 0.00448 | 0.00823 |  | 0 | 0 | 0 | 0 | 0
122042 | MIDDLETWN_G3 | 22 | 101 | 1713 | 231.71 | 0 | 231.71 | 231.71 | 0 | 0 | 0.00715 | 0.00448 | 0.00448 | 0.00448 | 0.00823 |  | 0 | 0 | 0 | 0 | 0
122044 | MIDDLETWN_10 | 13.2 | 101 | 1713 | 0 | 0 | 0 | 0 | 0 | 0 | 0.00715 | 0.00448 | 0.00448 | 0.00448 | 0.00823 |  | 0 | 0 | 0 | 0 | 0
122030 | KLEEN_C1 | 16.5 | 101 | 1713 | 180.65 | 0 | 180.65 | 180.65 | 0 | 0 | 0.00729 | 0.00462 | 0.00462 | 0.00462 | 0.00863 |  | 0 | 0 | 0 | 0 | 0
122031 | KLEEN_C2 | 16.5 | 101 | 1713 | 180.65 | 0 | 180.65 | 180.65 | 0 | 0 | 0.00729 | 0.00462 | 0.00462 | 0.00462 | 0.00863 |  | 0 | 0 | 0 | 0 | 0
122032 | KLEEN_S1 | 18 | 101 | 1713 | 258.7 | 0 | 258.7 | 258.7 | 0 | 0 | 0.00729 | 0.00462 | 0.00462 | 0.00462 | 0.00863 |  | 0 | 0 | 0 | 0 | 0
996240 | AC_BUCK POND | 115 | 101 | 1330 | 0 | 0 | 0 | 0 | 0 | 0 | 0.01521 | 0.00798 | 0.00798 | 0.00798 | 0.00867 |  | 0 | 0 | 0 | 0 | 0
122043 | MIDDLETWN_G4 | 22 | 101 | 1713 | 402 | 0 | 402 | 402 | 0 | 0 | 0.00763 | 0.00491 | 0.00491 | 0.00491 | 0.00936 |  | 0 | 0 | 0 | 0 | 0
122046 | MIDDLETWN_12 | 13.8 | 101 | 1713 | 0 | 0 | 0 | 0 | 0 | 0 | 0.00763 | 0.00491 | 0.00491 | 0.00491 | 0.00936 |  | 0 | 0 | 0 | 0 | 0
122047 | MIDDLETWN_13 | 13.8 | 101 | 1713 | 0 | 0 | 0 | 0 | 0 | 0 | 0.00763 | 0.00491 | 0.00491 | 0.00491 | 0.00936 |  | 0 | 0 | 0 | 0 | 0
122048 | MIDDLETWN_14 | 13.8 | 101 | 1713 | 0 | 0 | 0 | 0 | 0 | 0 | 0.00763 | 0.00491 | 0.00491 | 0.00491 | 0.00936 |  | 0 | 0 | 0 | 0 | 0
122049 | MIDDLETWN_15 | 13.8 | 101 | 1713 | 0 | 0 | 0 | 0 | 0 | 0 | 0.00763 | 0.00491 | 0.00491 | 0.00491 | 0.00936 |  | 0 | 0 | 0 | 0 | 0
990488 | NG_BLACK R~1 | 115 | 101 | 1670 | 0 | 0 | 0 | 0 | 0 | 0 | 0.00802 | 0.00516 | 0.00516 | 0.00516 | 0.00977 |  | 0 | 0 | 0 | 0 | 0
123635 | HALVARSSON | 192 | 101 | 1830 | 0 | 0 | 0 | 0 | 0 | 0 | 0.00832 | 0.00547 | 0.00547 | 0.00547 | 0.01067 |  | 0 | 0 | 0 | 0 | 0
122417 | BRANFORD JET | 13.8 | 101 | 1734 | 0 | 0 | 0 | 0 | 0 | 0 | 0.00859 | 0.00568 | 0.00568 | 0.00568 | 0.01118 |  | 0 | 0 | 0 | 0 | 0
123653 | NEW HAVN HBR | 22 | 101 | 1823 | 0 | 0 | 0 | 0 | 0 | 0 | 0.00872 | 0.00578 | 0.00578 | 0.00578 | 0.01142 |  | 0 | 0 | 0 | 0 | 0
123655 | NHHP G2 | 13.8 | 101 | 1823 | 0 | 0 | 0 | 0 | 0 | 0 | 0.00872 | 0.00578 | 0.00578 | 0.00578 | 0.01142 |  | 0 | 0 | 0 | 0 | 0
123656 | NHHP G3-4 | 13.8 | 101 | 1823 | 0 | 0 | 0 | 0 | 0 | 0 | 0.00872 | 0.00578 | 0.00578 | 0.00578 | 0.01142 |  | 0 | 0 | 0 | 0 | 0
123128 | YALE DG 1 | 13.8 | 101 | 1804 | 0 | 0 | 0 | 0 | 0 | 0 | 0.00887 | 0.0059 | 0.0059 | 0.0059 | 0.0117 |  | 0 | 0 | 0 | 0 | 0
123129 | YALE DG 2 | 13.8 | 101 | 1804 | 0 | 0 | 0 | 0 | 0 | 0 | 0.00887 | 0.0059 | 0.0059 | 0.0059 | 0.0117 |  | 0 | 0 | 0 | 0 | 0
122448 | WALLINGFRDG1 | 13.8 | 101 | 1733 | 0 | 0 | 0 | 0 | 0 | 0 | 0.00889 | 0.00591 | 0.00591 | 0.00591 | 0.01171 |  | 0 | 0 | 0 | 0 | 0
122449 | WALLINGFRDG2 | 13.8 | 101 | 1733 | 0 | 0 | 0 | 0 | 0 | 0 | 0.00889 | 0.00591 | 0.00591 | 0.00591 | 0.01171 |  | 0 | 0 | 0 | 0 | 0
122450 | WALLINGFRDG3 | 13.8 | 101 | 1733 | 0 | 0 | 0 | 0 | 0 | 0 | 0.00889 | 0.00591 | 0.00591 | 0.00591 | 0.01171 |  | 0 | 0 | 0 | 0 | 0
122451 | WALLINGFRDG4 | 13.8 | 101 | 1733 | 0 | 0 | 0 | 0 | 0 | 0 | 0.00889 | 0.00591 | 0.00591 | 0.00591 | 0.01171 |  | 0 | 0 | 0 | 0 | 0
122452 | WALLINGFRDG5 | 13.8 | 101 | 1733 | 0 | 0 | 0 | 0 | 0 | 0 | 0.00889 | 0.00591 | 0.00591 | 0.00591 | 0.01171 |  | 0 | 0 | 0 | 0 | 0
122453 | WALLINGFRDG6 | 13.8 | 101 | 1733 | 0 | 0 | 0 | 0 | 0 | 0 | 0.00889 | 0.00591 | 0.00591 | 0.00591 | 0.01171 |  | 0 | 0 | 0 | 0 | 0
122454 | WALLINGFRDG7 | 13.8 | 101 | 1733 | 0 | 0 | 0 | 0 | 0 | 0 | 0.00889 | 0.00591 | 0.00591 | 0.00591 | 0.01171 |  | 0 | 0 | 0 | 0 | 0
122542 | A.L. PIERCE | 13.8 | 101 | 1733 | 0 | 0 | 0 | 0 | 0 | 0 | 0.00889 | 0.00591 | 0.00591 | 0.00591 | 0.01171 |  | 0 | 0 | 0 | 0 | 0
990740 | SUN_WALLIN~1 | 115 | 101 | 1730 | 0 | 0 | 0 | 0 | 0 | 0 | 0.00889 | 0.00591 | 0.00591 | 0.00591 | 0.01171 |  | 0 | 0 | 0 | 0 | 0
122272 | FORESTVILLE | 13.8 | 101 | 1692 | 0 | 0 | 0 | 0 | 0 | 0 | 0.00919 | 0.00615 | 0.00615 | 0.00615 | 0.01226 |  | 0 | 0 | 0 | 0 | 0
122173 | FRANKLIN DR | 13.2 | 101 | 1692 | 0 | 0 | 0 | 0 | 0 | 0 | 0.00967 | 0.0065 | 0.0065 | 0.0065 | 0.01294 |  | 0 | 0 | 0 | 0 | 0
122469 | DEVON #10 | 13.8 | 101 | 1733 | 0 | 0 | 0 | 0 | 0 | 0 | 0.00991 | 0.00674 | 0.00674 | 0.00674 | 0.0137 |  | 0 | 0 | 0 | 0 | 0
122476 | DEVON #15-16 | 13.8 | 101 | 1733 | 93.8 | 0 | 93.8 | 93.8 | 0 | 0 | 0.00991 | 0.00674 | 0.00674 | 0.00674 | 0.0137 |  | 0 | 0 | 0 | 0 | 0
122477 | DEVON #17-18 | 13.8 | 101 | 1733 | 73.07 | 0 | 93.8 | 73.07 | 0 | 20.73 | 0.00991 | 0.00674 | 0.00674 | 0.00674 | 0.0137 |  | 0 | 0 | 0 | 0 | 0
998496 | SUN_E ARLN~1 | 46 | 101 | 822 | 0 | 0 | 0 | 0 | 0 | 0 | 0.00312 | 0.02405 | 0.02405 | 0.02405 | 0.01422 |  | 0 | 0 | 0 | 0 | 0
122481 | MILFORD_C1 | 21 | 101 | 1733 | 267.7 | 0 | 267.7 | 267.7 | 0 | 0 | 0.01022 | 0.00699 | 0.00699 | 0.00699 | 0.01428 |  | 0 | 0 | 0 | 0 | 0
122482 | MILFORD_C2 | 21 | 101 | 1733 | 267.7 | 0 | 267.7 | 267.7 | 0 | 0 | 0.01022 | 0.00699 | 0.00699 | 0.00699 | 0.01428 |  | 0 | 0 | 0 | 0 | 0
993313 | NG_CONGRES~1 | 115 | 101 | 1800 | 0 | 0 | 0 | 0 | 0 | 0 | 0.0103 | 0.00706 | 0.00706 | 0.00706 | 0.01445 |  | 0 | 0 | 0 | 0 | 0
122583 | WATERBURY_G | 13.8 | 101 | 1733 | 97.91 | 0 | 97.91 | 97.91 | 0 | 0 | 0.01037 | 0.00709 | 0.00709 | 0.00709 | 0.01449 |  | 0 | 0 | 0 | 0 | 0
123642 | BRPT HRBR 4 | 13.8 | 101 | 1803 | 0 | 0 | 0 | 0 | 0 | 0 | 0.01036 | 0.0071 | 0.0071 | 0.0071 | 0.01455 |  | 0 | 0 | 0 | 0 | 0
122470 | DEVON #11 | 13.8 | 101 | 1733 | 33.12 | 0 | 33.12 | 33.12 | 0 | 0 | 0.01037 | 0.00711 | 0.00711 | 0.00711 | 0.01457 |  | 0 | 0 | 0 | 0 | 0
122471 | DEVON #12 | 13.8 | 101 | 1733 | 33.12 | 0 | 33.12 | 33.12 | 0 | 0 | 0.01037 | 0.00711 | 0.00711 | 0.00711 | 0.01457 |  | 0 | 0 | 0 | 0 | 0
122472 | DEVON #13 | 13.8 | 101 | 1733 | 33.12 | 0 | 33.12 | 33.12 | 0 | 0 | 0.01037 | 0.00711 | 0.00711 | 0.00711 | 0.01457 |  | 0 | 0 | 0 | 0 | 0
122473 | DEVON #14 | 13.8 | 101 | 1733 | 33.12 | 0 | 33.12 | 33.12 | 0 | 0 | 0.01037 | 0.00711 | 0.00711 | 0.00711 | 0.01457 |  | 0 | 0 | 0 | 0 | 0
990812 | BAT_DEVON-1 | 115 | 101 | 1730 | 0 | 0 | 0 | 0 | 0 | 0 | 0.01037 | 0.00711 | 0.00711 | 0.00711 | 0.01457 |  | 0 | 0 | 0 | 0 | 0
122586 | TOWANTIC C1 | 18 | 101 | 1733 | 248.66 | 0 | 248.66 | 248.66 | 0 | 0 | 0.01042 | 0.00713 | 0.00713 | 0.00713 | 0.01459 |  | 0 | 0 | 0 | 0 | 0
122587 | TOWANTIC C2 | 18 | 101 | 1733 | 250.92 | 0 | 250.92 | 250.92 | 0 | 0 | 0.01042 | 0.00713 | 0.00713 | 0.00713 | 0.01459 |  | 0 | 0 | 0 | 0 | 0
122588 | TOWANTIC ST | 18 | 101 | 1733 | 250.92 | 0 | 250.92 | 250.92 | 0 | 0 | 0.01042 | 0.00713 | 0.00713 | 0.00713 | 0.01459 |  | 0 | 0 | 0 | 0 | 0
123643 | BRPT RESCO_G | 13.8 | 101 | 1803 | 59.65 | 0 | 59.65 | 59.65 | 0 | 0 | 0.0104 | 0.00713 | 0.00713 | 0.00713 | 0.01463 |  | 0 | 0 | 0 | 0 | 0
123149 | SIKORSKY | 13.8 | 101 | 1804 | 0 | 0 | 0 | 0 | 0 | 0 | 0.01045 | 0.00717 | 0.00717 | 0.00717 | 0.01472 |  | 0 | 0 | 0 | 0 | 0
123147 | DERBY DAM HY | 4.16 | 101 | 1804 | 0 | 0 | 0 | 0 | 0 | 0 | 0.0105 | 0.00721 | 0.00721 | 0.00721 | 0.01479 |  | 0 | 0 | 0 | 0 | 0
993146 | NG_INDIAN ~1 | 13.8 | 101 | 1802 | 0 | 0 | 0 | 0 | 0 | 0 | 0.0105 | 0.00721 | 0.00721 | 0.00721 | 0.01479 |  | 0 | 0 | 0 | 0 | 0
999389 | BAT_EAST D~1 | 345 | 101 | 1730 | 0 | 0 | 0 | 0 | 0 | 0 | 0.01062 | 0.00732 | 0.00732 | 0.00732 | 0.01508 |  | 0 | 0 | 0 | 0 | 0
122625 | STEVENSON HY | 6.6 | 101 | 1733 | 21.67 | 0 | 21.67 | 21.67 | 0 | 0 | 0.01077 | 0.00742 | 0.00742 | 0.00742 | 0.01529 |  | 0 | 0 | 0 | 0 | 0
123628 | BRPT HRBR 5C | 25 | 101 | 1803 | 315.72 | 0 | 315.72 | 315.72 | 0 | 0 | 0.01082 | 0.00748 | 0.00748 | 0.00748 | 0.01547 |  | 0 | 0 | 0 | 0 | 0
123629 | BRPT HRBR 5S | 18 | 101 | 1803 | 168.58 | 0 | 168.58 | 168.58 | 0 | 0 | 0.01082 | 0.00748 | 0.00748 | 0.00748 | 0.01547 |  | 0 | 0 | 0 | 0 | 0
123641 | BRPT EN 10ST | 16 | 101 | 1803 | 152.8 | 0 | 152.8 | 152.8 | 0 | 0 | 0.01082 | 0.00748 | 0.00748 | 0.00748 | 0.01547 |  | 0 | 0 | 0 | 0 | 0
123644 | BRPT EN 11CT | 16 | 101 | 1803 | 165.6 | 0 | 165.6 | 165.6 | 0 | 0 | 0.01082 | 0.00748 | 0.00748 | 0.00748 | 0.01547 |  | 0 | 0 | 0 | 0 | 0
123645 | BRPT EN 12CT | 16 | 101 | 1803 | 165.6 | 0 | 165.6 | 165.6 | 0 | 0 | 0.01082 | 0.00748 | 0.00748 | 0.00748 | 0.01547 |  | 0 | 0 | 0 | 0 | 0
993626 | DFO NG_SIN~1 | 345 | 101 | 1810 | 0 | 0 | 0 | 0 | 0 | 0 | 0.01082 | 0.00748 | 0.00748 | 0.00748 | 0.01547 |  | 0 | 0 | 0 | 0 | 0
122889 | GLENBROOK_S1 | 14.6 | 101 | 1752 | 0 | 0 | 0 | 0 | 0 | 0 | 0.01093 | 0.00756 | 0.00756 | 0.00756 | 0.01564 |  | 0 | 0 | 0 | 0 | 0
122890 | GLENBROOK_S2 | 14.6 | 101 | 1752 | 0 | 0 | 0 | 0 | 0 | 0 | 0.01093 | 0.00756 | 0.00756 | 0.00756 | 0.01564 |  | 0 | 0 | 0 | 0 | 0
122911 | WATERSIDE_G | 13.8 | 101 | 1753 | 0 | 0 | 0 | 0 | 0 | 0 | 0.01093 | 0.00756 | 0.00756 | 0.00756 | 0.01564 |  | 0 | 0 | 0 | 0 | 0
122933 | COSCOB_GEN | 13.8 | 101 | 1753 | 0 | 0 | 0 | 0 | 0 | 0 | 0.01093 | 0.00756 | 0.00756 | 0.00756 | 0.01564 |  | 0 | 0 | 0 | 0 | 0
122648 | BULLS BRIDGE | 1.15 | 101 | 1734 | 0 | 0 | 0 | 0 | 0 | 0 | 0.01116 | 0.00773 | 0.00773 | 0.00773 | 0.01602 |  | 0 | 0 | 0 | 0 | 0
122657 | ROCKY RIVER | 13.8 | 101 | 1732 | 29.35 | 0 | 29.35 | 29.35 | 0 | 0 | 0.01116 | 0.00773 | 0.00773 | 0.00773 | 0.01602 |  | 0 | 0 | 0 | 0 | 0
122660 | KIMB CLARK_G | 13.8 | 101 | 1734 | 12.02 | 0 | 12.02 | 12.02 | 0 | 0 | 0.01116 | 0.00773 | 0.00773 | 0.00773 | 0.01602 |  | 0 | 0 | 0 | 0 | 0
991172 | SUN_ROCKY ~1 | 115 | 101 | 1730 | 0 | 0 | 0 | 0 | 0 | 0 | 0.01116 | 0.00773 | 0.00773 | 0.00773 | 0.01602 |  | 0 | 0 | 0 | 0 | 0
122184 | TORRINGTON T | 13.8 | 101 | 1693 | 0 | 0 | 0 | 0 | 0 | 0 | 0.01135 | 0.00794 | 0.00794 | 0.00794 | 0.01627 |  | 0 | 0 | 0 | 0 | 0
122196 | FALLS VILLGE | 6.6 | 101 | 1693 | 0 | 0 | 0 | 0 | 0 | 0 | 0.01135 | 0.00794 | 0.00794 | 0.00794 | 0.01627 |  | 0 | 0 | 0 | 0 | 0
122690 | SHEPAUG HYD | 13.8 | 101 | 1734 | 42.95 | 0 | 42.95 | 42.95 | 0 | 0 | 0.01177 | 0.00822 | 0.00822 | 0.00822 | 0.01721 |  | 0 | 0 | 0 | 0 | 0
122700 | STONY HIL_SC | 12.5 | 101 | 1733 | 0 | 0 | 0 | 0 | 0 | 0 | 0.01185 | 0.00829 | 0.00829 | 0.00829 | 0.01737 |  | 0 | 0 | 0 | 0 | 0
993005 | SUN_ADAMS | 115 | 101 | 1100 | 0 | 0 | 0 | 0 | 0 | 0 | 0.00917 | 0.0412 | 0.0412 | 0.0412 | 0.02314 |  | 0 | 0 | 0 | 0 | 0
911560 | NYNE_BWLN | 345 | 102 | 12 | 120.67 | 0 | 466.67 | 120.67 | 0 | 346 | 0.01995 | 0.01486 | 0.01486 | 0.01486 | 0.03285 |  | 0 | 0 | 0 | 0 | 0
926260 | NYPA - CMR | 345 | 102 | 12 | 0 | 0 | 0 | 0 | 0 | 0 | 0.01995 | 0.01486 | 0.01486 | 0.01486 | 0.03285 |  | 0 | 0 | 0 | 0 | 0
926261 | NYPA - VT | 345 | 102 | 12 | 0 | 0 | 0 | 0 | 0 | 0 | 0.01995 | 0.01486 | 0.01486 | 0.01486 | 0.03285 |  | 0 | 0 | 0 | 0 | 0
102125 | S_WTRVL_D | 12 | 101 | 112 | 0 | 0 | 0 | 0 | 0 | 0 | 0.02121 | 0.01611 | 0.01611 | 0.01611 | 0.03549 |  | 0 | 0 | 0 | 0 | 0
107326 | HG_CONVRTR_N | 120 | 101 | 703 | 0 | 0 | 0 | 0 | 0 | 0 | 0.02121 | 0.01611 | 0.01611 | 0.01611 | 0.03549 |  | 0 | 0 | 0 | 0 | 0
108955 | BELDENS1 | 2.4 | 101 | 704 | 0 | 0 | 0 | 0 | 0 | 0 | 0.02121 | 0.01611 | 0.01611 | 0.01611 | 0.03549 |  | 0 | 0 | 0 | 0 | 0
109049 | CARVER FALLS | 2.3 | 101 | 704 | 0 | 0 | 0 | 0 | 0 | 0 | 0.02121 | 0.01611 | 0.01611 | 0.01611 | 0.03549 |  | 0 | 0 | 0 | 0 | 0
109077 | E PITTSFORD | 2.3 | 101 | 704 | 0 | 0 | 0 | 0 | 0 | 0 | 0.02121 | 0.01611 | 0.01611 | 0.01611 | 0.03549 |  | 0 | 0 | 0 | 0 | 0
109092 | MIDDLESEX_G | 2.4 | 101 | 704 | 0 | 0 | 0 | 0 | 0 | 0 | 0.02121 | 0.01611 | 0.01611 | 0.01611 | 0.03549 |  | 0 | 0 | 0 | 0 | 0
109101 | SALISBURY | 7.2 | 101 | 704 | 0 | 0 | 0 | 0 | 0 | 0 | 0.02121 | 0.01611 | 0.01611 | 0.01611 | 0.03549 |  | 0 | 0 | 0 | 0 | 0
109105 | MIDDLEBURY_H | 6.44 | 101 | 704 | 0 | 0 | 0 | 0 | 0 | 0 | 0.02121 | 0.01611 | 0.01611 | 0.01611 | 0.03549 |  | 0 | 0 | 0 | 0 | 0
109130 | SMITH FALLS | 4.16 | 101 | 704 | 0 | 0 | 0 | 0 | 0 | 0 | 0.02121 | 0.01611 | 0.01611 | 0.01611 | 0.03549 |  | 0 | 0 | 0 | 0 | 0
109139 | DEWEY MILLS | 4.16 | 101 | 704 | 0 | 0 | 0 | 0 | 0 | 0 | 0.02121 | 0.01611 | 0.01611 | 0.01611 | 0.03549 |  | 0 | 0 | 0 | 0 | 0
109143 | CAVENDISH_D2 | 12.5 | 101 | 704 | 0 | 0 | 0 | 0 | 0 | 0 | 0.02121 | 0.01611 | 0.01611 | 0.01611 | 0.03549 |  | 0 | 0 | 0 | 0 | 0
109190 | GRANITE SC1 | 13.8 | 101 | 703 | 0 | 0 | 0 | 0 | 0 | 0 | 0.02121 | 0.01611 | 0.01611 | 0.01611 | 0.03549 |  | 0 | 0 | 0 | 0 | 0
109200 | GRANITE SC2 | 13.8 | 101 | 703 | 0 | 0 | 0 | 0 | 0 | 0 | 0.02121 | 0.01611 | 0.01611 | 0.01611 | 0.03549 |  | 0 | 0 | 0 | 0 | 0
109251 | GAGE | 2.4 | 101 | 704 | 0 | 0 | 0 | 0 | 0 | 0 | 0.02121 | 0.01611 | 0.01611 | 0.01611 | 0.03549 |  | 0 | 0 | 0 | 0 | 0
111110 | PUTNAM 1 | 13.8 | 101 | 1012 | 0 | 0 | 0 | 0 | 0 | 0 | 0.02121 | 0.01611 | 0.01611 | 0.01611 | 0.03549 |  | 0 | 0 | 0 | 0 | 0
114050 | MALDEN MLS_T | 23 | 101 | 1120 | 0 | 0 | 0 | 0 | 0 | 0 | 0.02121 | 0.01611 | 0.01611 | 0.01611 | 0.03549 |  | 0 | 0 | 0 | 0 | 0
116569 | TILSON-1113 | 13.8 | 101 | 1372 | 0 | 0 | 0 | 0 | 0 | 0 | 0.02121 | 0.01611 | 0.01611 | 0.01611 | 0.03549 |  | 0 | 0 | 0 | 0 | 0
121744 | UCONN COGEN | 13.8 | 101 | 1634 | 0 | 0 | 0 | 0 | 0 | 0 | 0.02121 | 0.01611 | 0.01611 | 0.01611 | 0.03549 |  | 0 | 0 | 0 | 0 | 0
911554 | NYNE_OSWG | 345 | 102 | 12 | 120.67 | 0 | 466.67 | 120.67 | 0 | 346 | 0.0223 | 0.01751 | 0.01751 | 0.01751 | 0.03809 |  | 0 | 0 | 0 | 0 | 0
911531 | NYNE_GILB | 345 | 102 | 12 | 120.67 | 0 | 466.67 | 120.67 | 0 | 346 | 0.02315 | 0.01718 | 0.01718 | 0.01718 | 0.0387 |  | 0 | 0 | 0 | 0 | 0
116651 | INDIAN RIVER | 2.3 | 101 | 1334 | 0 | 0 | 0 | 0 | 0 | 0 | 0.05765 | 0.03201 | 0.03201 | 0.03201 | 0.04091 |  | 0 | 0 | 0 | 0 | 0
996364 | SUN_BLANDF~1 | 115 | 101 | 1330 | 0 | 0 | 0 | 0 | 0 | 0 | 0.05765 | 0.03201 | 0.03201 | 0.03201 | 0.04091 |  | 0 | 0 | 0 | 0 | 0
113061 | PLEASANT-NEP | 23 | 101 | 1100 | 0 | 0 | 0 | 0 | 0 | 0 | 0.11217 | 0.06287 | 0.06287 | 0.06287 | 0.08227 |  | 0 | 0 | 0 | 0 | 0
116638 | WOODLAND JET | 13.2 | 101 | 1374 | 0 | 0 | 0 | 0 | 0 | 0 | 0.12481 | 0.07002 | 0.07002 | 0.07002 | 0.09185 |  | 0 | 0 | 0 | 0 | 0
116627 | BERKSHRE WND | 0.57 | 101 | 1374 | 0 | 0 | 0 | 0 | 0 | 0 | 0.12189 | 0.07487 | 0.07487 | 0.07487 | 0.09301 |  | 0 | 0 | 0 | 0 | 0
996336 | SUN BAT_PA~2 | 115 | 101 | 1370 | 0 | 0 | 0 | 0 | 0 | 0 | 0.12189 | 0.07487 | 0.07487 | 0.07487 | 0.09301 |  | 0 | 0 | 0 | 0 | 0
996625 | SUN BAT_PA~1 | 23 | 101 | 1372 | 0 | 0 | 0 | 0 | 0 | 0 | 0.12189 | 0.07487 | 0.07487 | 0.07487 | 0.09301 |  | 0 | 0 | 0 | 0 | 0
116618 | ALTRESCO_C1 | 13.8 | 101 | 1373 | 33.65 | 0 | 33.65 | 33.65 | 0 | 0 | 0.14614 | 0.08212 | 0.08212 | 0.08212 | 0.10804 |  | 0 | 0 | 0 | 0 | 0
116619 | ALTRESCO_C2 | 13.8 | 101 | 1373 | 33.65 | 0 | 33.65 | 33.65 | 0 | 0 | 0.14614 | 0.08212 | 0.08212 | 0.08212 | 0.10804 |  | 0 | 0 | 0 | 0 | 0
116620 | ALTRESCO_C3 | 13.8 | 101 | 1373 | 31.45 | 0 | 33.65 | 31.45 | 0 | 2.2 | 0.14614 | 0.08212 | 0.08212 | 0.08212 | 0.10804 |  | 0 | 0 | 0 | 0 | 0
116621 | ALTRESCO_S4 | 13.8 | 101 | 1373 | 0 | 0 | 0 | 0 | 0 | 0 | 0.14614 | 0.08212 | 0.08212 | 0.08212 | 0.10804 |  | 0 | 0 | 0 | 0 | 0
116608 | DOREEN JET | 13.2 | 101 | 1374 | 0 | 0 | 0 | 0 | 0 | 0 | 0.14622 | 0.08213 | 0.08213 | 0.08213 | 0.10809 |  | 0 | 0 | 0 | 0 | 0

## 119363 NORWALK_J 119480 NORWALK
****** Plant Redispatch calculator ******* !!!! Please - edit only columns 'Status' & 'Pnew' !!!!!***
Flows
NN | LFCaseName | Monitored Element | [5 empty] | Contingency | Limit | FlowInit | FlowRes | FlowChange | Loading
1 |  | 119363 NORWALK_J 345 119480 NORWALK 345 1 | [5 empty] | DC_3827_1208_NPCC | 1644 | -11.7 | -11.7 | 0 | -0.7117%
2 |  | 119363 NORWALK_J 345 119480 NORWALK 345 1 | [5 empty] | DC_3827_1610_NPCC | 1644 | -20.5 | -20.5 | 0 | -1.247%
3 |  | 119363 NORWALK_J 345 119480 NORWALK 345 1 | [5 empty] | LN_3827 | 1644 | -19.4 | -19.4 | 0 | -1.18%
4 |  | 119363 NORWALK_J 345 119480 NORWALK 345 1 | [5 empty] | BF_BESECK_09 | 1644 | -19.4 | -19.4 | 0 | -1.18%
5 |  | 119363 NORWALK_J 345 119480 NORWALK 345 1 | [5 empty] | DC_3827_1655_NPCC_NERC | 1644 | -19.8 | -19.8 | 0 | -1.204%
Dispatch | [8 empty] | 0 | [7 empty] | 0 | 0 | 0 | 0 | 0
Bus# | Bus Name | Volt | Area | Zone | Pgen or Pload | PMin Gen | PMax Gen | Pnew | Pdelta | Pavail | Dfax_1 | Dfax_2 | Dfax_3 | Dfax_4 | Dfax_5 | --- | Impact_1 | Impact_2 | Impact_3 | Impact_4 | Impact_5
123628 | BRPT HRBR 5C | 25 | 101 | 1803 | 315.72 | 0 | 315.72 | 315.72 | 0 | 0 | -0.55724 | -0.56357 | -0.55205 | -0.55205 | -0.55229 |  | 0 | 0 | 0 | 0 | 0
123629 | BRPT HRBR 5S | 18 | 101 | 1803 | 168.58 | 0 | 168.58 | 168.58 | 0 | 0 | -0.55724 | -0.56357 | -0.55205 | -0.55205 | -0.55229 |  | 0 | 0 | 0 | 0 | 0
123641 | BRPT EN 10ST | 16 | 101 | 1803 | 152.8 | 0 | 152.8 | 152.8 | 0 | 0 | -0.55724 | -0.56357 | -0.55205 | -0.55205 | -0.55229 |  | 0 | 0 | 0 | 0 | 0
123644 | BRPT EN 11CT | 16 | 101 | 1803 | 165.6 | 0 | 165.6 | 165.6 | 0 | 0 | -0.55724 | -0.56357 | -0.55205 | -0.55205 | -0.55229 |  | 0 | 0 | 0 | 0 | 0
123645 | BRPT EN 12CT | 16 | 101 | 1803 | 165.6 | 0 | 165.6 | 165.6 | 0 | 0 | -0.55724 | -0.56357 | -0.55205 | -0.55205 | -0.55229 |  | 0 | 0 | 0 | 0 | 0
993626 | DFO NG_SIN~1 | 345 | 101 | 1810 | 0 | 0 | 0 | 0 | 0 | 0 | -0.55724 | -0.56357 | -0.55205 | -0.55205 | -0.55229 |  | 0 | 0 | 0 | 0 | 0
999389 | BAT_EAST D~1 | 345 | 101 | 1730 | 0 | 0 | 0 | 0 | 0 | 0 | -0.54906 | -0.55547 | -0.54377 | -0.54377 | -0.54402 |  | 0 | 0 | 0 | 0 | 0
122889 | GLENBROOK_S1 | 14.6 | 101 | 1752 | 0 | 0 | 0 | 0 | 0 | 0 | -0.41799 | -0.42514 | -0.41182 | -0.41182 | -0.41209 |  | 0 | 0 | 0 | 0 | 0
122890 | GLENBROOK_S2 | 14.6 | 101 | 1752 | 0 | 0 | 0 | 0 | 0 | 0 | -0.41799 | -0.42514 | -0.41182 | -0.41182 | -0.41209 |  | 0 | 0 | 0 | 0 | 0
122911 | WATERSIDE_G | 13.8 | 101 | 1753 | 0 | 0 | 0 | 0 | 0 | 0 | -0.41799 | -0.42514 | -0.41182 | -0.41182 | -0.41208 |  | 0 | 0 | 0 | 0 | 0
122933 | COSCOB_GEN | 13.8 | 101 | 1753 | 0 | 0 | 0 | 0 | 0 | 0 | -0.41798 | -0.42513 | -0.41181 | -0.41181 | -0.41208 |  | 0 | 0 | 0 | 0 | 0
123643 | BRPT RESCO_G | 13.8 | 101 | 1803 | 59.65 | 0 | 59.65 | 59.65 | 0 | 0 | -0.36822 | -0.37711 | -0.35991 | -0.35991 | -0.36022 |  | 0 | 0 | 0 | 0 | 0
123642 | BRPT HRBR 4 | 13.8 | 101 | 1803 | 0 | 0 | 0 | 0 | 0 | 0 | -0.36439 | -0.37342 | -0.35592 | -0.35592 | -0.35623 |  | 0 | 0 | 0 | 0 | 0
993313 | NG_CONGRES~1 | 115 | 101 | 1800 | 0 | 0 | 0 | 0 | 0 | 0 | -0.35644 | -0.36574 | -0.34763 | -0.34763 | -0.34794 |  | 0 | 0 | 0 | 0 | 0
122481 | MILFORD_C1 | 21 | 101 | 1733 | 267.7 | 0 | 267.7 | 267.7 | 0 | 0 | -0.33807 | -0.34745 | -0.3293 | -0.3293 | -0.32961 |  | 0 | 0 | 0 | 0 | 0
122482 | MILFORD_C2 | 21 | 101 | 1733 | 267.7 | 0 | 267.7 | 267.7 | 0 | 0 | -0.33807 | -0.34745 | -0.3293 | -0.3293 | -0.32961 |  | 0 | 0 | 0 | 0 | 0
122470 | DEVON #11 | 13.8 | 101 | 1733 | 33.12 | 0 | 33.12 | 33.12 | 0 | 0 | -0.30286 | -0.31121 | -0.29536 | -0.29536 | -0.29566 |  | 0 | 0 | 0 | 0 | 0
122471 | DEVON #12 | 13.8 | 101 | 1733 | 33.12 | 0 | 33.12 | 33.12 | 0 | 0 | -0.30286 | -0.31121 | -0.29536 | -0.29536 | -0.29566 |  | 0 | 0 | 0 | 0 | 0
122472 | DEVON #13 | 13.8 | 101 | 1733 | 33.12 | 0 | 33.12 | 33.12 | 0 | 0 | -0.30286 | -0.31121 | -0.29536 | -0.29536 | -0.29566 |  | 0 | 0 | 0 | 0 | 0
122473 | DEVON #14 | 13.8 | 101 | 1733 | 33.12 | 0 | 33.12 | 33.12 | 0 | 0 | -0.30286 | -0.31121 | -0.29536 | -0.29536 | -0.29566 |  | 0 | 0 | 0 | 0 | 0
990812 | BAT_DEVON-1 | 115 | 101 | 1730 | 0 | 0 | 0 | 0 | 0 | 0 | -0.30286 | -0.31121 | -0.29536 | -0.29536 | -0.29566 |  | 0 | 0 | 0 | 0 | 0
122469 | DEVON #10 | 13.8 | 101 | 1733 | 0 | 0 | 0 | 0 | 0 | 0 | -0.29875 | -0.31027 | -0.28742 | -0.28742 | -0.28779 |  | 0 | 0 | 0 | 0 | 0
122476 | DEVON #15-16 | 13.8 | 101 | 1733 | 93.8 | 0 | 93.8 | 93.8 | 0 | 0 | -0.29875 | -0.31027 | -0.28742 | -0.28742 | -0.28779 |  | 0 | 0 | 0 | 0 | 0
122477 | DEVON #17-18 | 13.8 | 101 | 1733 | 73.07 | 0 | 93.8 | 73.07 | 0 | 20.73 | -0.29875 | -0.31027 | -0.28742 | -0.28742 | -0.28779 |  | 0 | 0 | 0 | 0 | 0
123149 | SIKORSKY | 13.8 | 101 | 1804 | 0 | 0 | 0 | 0 | 0 | 0 | -0.2441 | -0.2516 | -0.23771 | -0.23771 | -0.23798 |  | 0 | 0 | 0 | 0 | 0
123147 | DERBY DAM HY | 4.16 | 101 | 1804 | 0 | 0 | 0 | 0 | 0 | 0 | -0.20077 | -0.2076 | -0.19525 | -0.19525 | -0.19551 |  | 0 | 0 | 0 | 0 | 0
993146 | NG_INDIAN ~1 | 13.8 | 101 | 1802 | 0 | 0 | 0 | 0 | 0 | 0 | -0.20077 | -0.2076 | -0.19525 | -0.19525 | -0.19551 |  | 0 | 0 | 0 | 0 | 0
122448 | WALLINGFRDG1 | 13.8 | 101 | 1733 | 0 | 0 | 0 | 0 | 0 | 0 | -0.17413 | -0.11806 | -0.11463 | -0.11463 | -0.11877 |  | 0 | 0 | 0 | 0 | 0
122449 | WALLINGFRDG2 | 13.8 | 101 | 1733 | 0 | 0 | 0 | 0 | 0 | 0 | -0.17413 | -0.11806 | -0.11463 | -0.11463 | -0.11877 |  | 0 | 0 | 0 | 0 | 0
122450 | WALLINGFRDG3 | 13.8 | 101 | 1733 | 0 | 0 | 0 | 0 | 0 | 0 | -0.17413 | -0.11806 | -0.11463 | -0.11463 | -0.11877 |  | 0 | 0 | 0 | 0 | 0
122451 | WALLINGFRDG4 | 13.8 | 101 | 1733 | 0 | 0 | 0 | 0 | 0 | 0 | -0.17413 | -0.11806 | -0.11463 | -0.11463 | -0.11877 |  | 0 | 0 | 0 | 0 | 0
122452 | WALLINGFRDG5 | 13.8 | 101 | 1733 | 0 | 0 | 0 | 0 | 0 | 0 | -0.17413 | -0.11806 | -0.11463 | -0.11463 | -0.11877 |  | 0 | 0 | 0 | 0 | 0
122453 | WALLINGFRDG6 | 13.8 | 101 | 1733 | 0 | 0 | 0 | 0 | 0 | 0 | -0.17413 | -0.11806 | -0.11463 | -0.11463 | -0.11877 |  | 0 | 0 | 0 | 0 | 0
122454 | WALLINGFRDG7 | 13.8 | 101 | 1733 | 0 | 0 | 0 | 0 | 0 | 0 | -0.17413 | -0.11806 | -0.11463 | -0.11463 | -0.11877 |  | 0 | 0 | 0 | 0 | 0
122542 | A.L. PIERCE | 13.8 | 101 | 1733 | 0 | 0 | 0 | 0 | 0 | 0 | -0.17413 | -0.11806 | -0.11463 | -0.11463 | -0.11877 |  | 0 | 0 | 0 | 0 | 0
990740 | SUN_WALLIN~1 | 115 | 101 | 1730 | 0 | 0 | 0 | 0 | 0 | 0 | -0.17413 | -0.11806 | -0.11463 | -0.11463 | -0.11877 |  | 0 | 0 | 0 | 0 | 0
123128 | YALE DG 1 | 13.8 | 101 | 1804 | 0 | 0 | 0 | 0 | 0 | 0 | -0.15943 | -0.1528 | -0.14423 | -0.14423 | -0.14416 |  | 0 | 0 | 0 | 0 | 0
123129 | YALE DG 2 | 13.8 | 101 | 1804 | 0 | 0 | 0 | 0 | 0 | 0 | -0.15943 | -0.1528 | -0.14423 | -0.14423 | -0.14416 |  | 0 | 0 | 0 | 0 | 0
123653 | NEW HAVN HBR | 22 | 101 | 1823 | 0 | 0 | 0 | 0 | 0 | 0 | -0.1409 | -0.13378 | -0.12661 | -0.12661 | -0.12621 |  | 0 | 0 | 0 | 0 | 0
123655 | NHHP G2 | 13.8 | 101 | 1823 | 0 | 0 | 0 | 0 | 0 | 0 | -0.1409 | -0.13378 | -0.12661 | -0.12661 | -0.12621 |  | 0 | 0 | 0 | 0 | 0
123656 | NHHP G3-4 | 13.8 | 101 | 1823 | 0 | 0 | 0 | 0 | 0 | 0 | -0.1409 | -0.13378 | -0.12661 | -0.12661 | -0.12621 |  | 0 | 0 | 0 | 0 | 0
122417 | BRANFORD JET | 13.8 | 101 | 1734 | 0 | 0 | 0 | 0 | 0 | 0 | -0.12744 | -0.10866 | -0.1041 | -0.1041 | -0.09709 |  | 0 | 0 | 0 | 0 | 0
123635 | HALVARSSON | 192 | 101 | 1830 | 0 | 0 | 0 | 0 | 0 | 0 | -0.09004 | -0.085 | -0.08107 | -0.08107 | -0.0808 |  | 0 | 0 | 0 | 0 | 0
122625 | STEVENSON HY | 6.6 | 101 | 1733 | 21.67 | 0 | 21.67 | 21.67 | 0 | 0 | -0.08682 | -0.0923 | -0.083 | -0.083 | -0.08323 |  | 0 | 0 | 0 | 0 | 0
122586 | TOWANTIC C1 | 18 | 101 | 1733 | 248.66 | 0 | 248.66 | 248.66 | 0 | 0 | -0.064 | -0.06803 | -0.06217 | -0.06217 | -0.06238 |  | 0 | 0 | 0 | 0 | 0
122587 | TOWANTIC C2 | 18 | 101 | 1733 | 250.92 | 0 | 250.92 | 250.92 | 0 | 0 | -0.064 | -0.06803 | -0.06217 | -0.06217 | -0.06238 |  | 0 | 0 | 0 | 0 | 0
122588 | TOWANTIC ST | 18 | 101 | 1733 | 250.92 | 0 | 250.92 | 250.92 | 0 | 0 | -0.064 | -0.06803 | -0.06217 | -0.06217 | -0.06238 |  | 0 | 0 | 0 | 0 | 0
122583 | WATERBURY_G | 13.8 | 101 | 1733 | 97.91 | 0 | 97.91 | 97.91 | 0 | 0 | -0.04719 | -0.05077 | -0.04598 | -0.04598 | -0.04619 |  | 0 | 0 | 0 | 0 | 0
122043 | MIDDLETWN_G4 | 22 | 101 | 1713 | 402 | 0 | 402 | 402 | 0 | 0 | -0.00128 | 0.00012 | -0.0016 | -0.0016 | -0.00157 |  | 0 | 0 | 0 | 0 | 0
122046 | MIDDLETWN_12 | 13.8 | 101 | 1713 | 0 | 0 | 0 | 0 | 0 | 0 | -0.00128 | 0.00012 | -0.0016 | -0.0016 | -0.00157 |  | 0 | 0 | 0 | 0 | 0
122047 | MIDDLETWN_13 | 13.8 | 101 | 1713 | 0 | 0 | 0 | 0 | 0 | 0 | -0.00128 | 0.00012 | -0.0016 | -0.0016 | -0.00157 |  | 0 | 0 | 0 | 0 | 0
122048 | MIDDLETWN_14 | 13.8 | 101 | 1713 | 0 | 0 | 0 | 0 | 0 | 0 | -0.00128 | 0.00012 | -0.0016 | -0.0016 | -0.00157 |  | 0 | 0 | 0 | 0 | 0
122049 | MIDDLETWN_15 | 13.8 | 101 | 1713 | 0 | 0 | 0 | 0 | 0 | 0 | -0.00128 | 0.00012 | -0.0016 | -0.0016 | -0.00157 |  | 0 | 0 | 0 | 0 | 0
122030 | KLEEN_C1 | 16.5 | 101 | 1713 | 180.65 | 0 | 180.65 | 180.65 | 0 | 0 | 0.00132 | 0.00264 | 0.00084 | 0.00084 | 0.00087 |  | 0 | 0 | 0 | 0 | 0
122031 | KLEEN_C2 | 16.5 | 101 | 1713 | 180.65 | 0 | 180.65 | 180.65 | 0 | 0 | 0.00132 | 0.00264 | 0.00084 | 0.00084 | 0.00087 |  | 0 | 0 | 0 | 0 | 0
122032 | KLEEN_S1 | 18 | 101 | 1713 | 258.7 | 0 | 258.7 | 258.7 | 0 | 0 | 0.00132 | 0.00264 | 0.00084 | 0.00084 | 0.00087 |  | 0 | 0 | 0 | 0 | 0
122041 | MIDDLETWN_G2 | 13.8 | 101 | 1713 | 121.29 | 0 | 121.29 | 121.29 | 0 | 0 | 0.00277 | 0.00462 | 0.00075 | 0.00075 | 0.0011 |  | 0 | 0 | 0 | 0 | 0
122042 | MIDDLETWN_G3 | 22 | 101 | 1713 | 231.71 | 0 | 231.71 | 231.71 | 0 | 0 | 0.00277 | 0.00462 | 0.00075 | 0.00075 | 0.0011 |  | 0 | 0 | 0 | 0 | 0
122044 | MIDDLETWN_10 | 13.2 | 101 | 1713 | 0 | 0 | 0 | 0 | 0 | 0 | 0.00277 | 0.00462 | 0.00075 | 0.00075 | 0.0011 |  | 0 | 0 | 0 | 0 | 0
990488 | NG_BLACK R~1 | 115 | 101 | 1670 | 0 | 0 | 0 | 0 | 0 | 0 | 0.00582 | 0.00643 | -0.00335 | -0.00335 | -0.00364 |  | 0 | 0 | 0 | 0 | 0
122173 | FRANKLIN DR | 13.2 | 101 | 1692 | 0 | 0 | 0 | 0 | 0 | 0 | 0.00706 | 0.00554 | 0.00567 | 0.00567 | 0.00552 |  | 0 | 0 | 0 | 0 | 0
121656 | MILLSTONE_G2 | 24 | 101 | 1633 | 934.5 | 0 | 934.5 | 934.5 | 0 | 0 | 0.01117 | 0.01223 | 0.00997 | 0.00997 | 0.01004 |  | 0 | 0 | 0 | 0 | 0
121657 | MILLSTONE_G3 | 24 | 101 | 1633 | 1283 | 0 | 1283 | 1283 | 0 | 0 | 0.01117 | 0.01223 | 0.00997 | 0.00997 | 0.01004 |  | 0 | 0 | 0 | 0 | 0
999194 | NUC_MILLST~1 | 345 | 101 | 1630 | 0 | 0 | 0 | 0 | 0 | 0 | 0.01117 | 0.01223 | 0.00997 | 0.00997 | 0.01004 |  | 0 | 0 | 0 | 0 | 0
122272 | FORESTVILLE | 13.8 | 101 | 1692 | 0 | 0 | 0 | 0 | 0 | 0 | 0.01166 | 0.0114 | 0.00717 | 0.00717 | 0.00698 |  | 0 | 0 | 0 | 0 | 0
121645 | MONTVILLE_G5 | 13.8 | 101 | 1633 | 0 | 0 | 0 | 0 | 0 | 0 | 0.01185 | 0.01288 | 0.01078 | 0.01078 | 0.01083 |  | 0 | 0 | 0 | 0 | 0
121646 | MONTVILLE_G6 | 22 | 101 | 1633 | 24.5 | 0 | 410 | 24.5 | 0 | 385.5 | 0.01185 | 0.01288 | 0.01078 | 0.01078 | 0.01083 |  | 0 | 0 | 0 | 0 | 0
121835 | RAND WHITNEY | 13.8 | 101 | 1634 | 0 | 0 | 0 | 0 | 0 | 0 | 0.01185 | 0.01288 | 0.01078 | 0.01078 | 0.01083 |  | 0 | 0 | 0 | 0 | 0
999718 | WND_MONTVI~1 | 115 | 101 | 1630 | 0 | 0 | 0 | 0 | 0 | 0 | 0.01185 | 0.01288 | 0.01078 | 0.01078 | 0.01083 |  | 0 | 0 | 0 | 0 | 0
999768 | SUN_WATERF~1 | 115 | 101 | 1630 | 0 | 0 | 0 | 0 | 0 | 0 | 0.01185 | 0.01288 | 0.01078 | 0.01078 | 0.01083 |  | 0 | 0 | 0 | 0 | 0
121647 | MONTVILLE | 2.4 | 101 | 1633 | 0 | 0 | 0 | 0 | 0 | 0 | 0.01275 | 0.01376 | 0.01167 | 0.01167 | 0.01172 |  | 0 | 0 | 0 | 0 | 0
121943 | S-MEADOW_G5 | 11.5 | 101 | 1673 | 0 | 0 | 0 | 0 | 0 | 0 | 0.01333 | 0.01415 | 0.01013 | 0.01013 | 0.0101 |  | 0 | 0 | 0 | 0 | 0
121944 | S-MEADOW_G6 | 11.5 | 101 | 1673 | 0 | 0 | 0 | 0 | 0 | 0 | 0.01333 | 0.01415 | 0.01013 | 0.01013 | 0.0101 |  | 0 | 0 | 0 | 0 | 0
121931 | RIVERSIDE PF | 23 | 101 | 1672 | 0 | 0 | 0 | 0 | 0 | 0 | 0.01338 | 0.0142 | 0.01024 | 0.01024 | 0.01021 |  | 0 | 0 | 0 | 0 | 0
121964 | CDECCA_CT | 13.8 | 101 | 1673 | 0 | 0 | 0 | 0 | 0 | 0 | 0.0134 | 0.01413 | 0.00984 | 0.00984 | 0.00979 |  | 0 | 0 | 0 | 0 | 0
121965 | CDECCA_ST | 13.2 | 101 | 1673 | 0 | 0 | 0 | 0 | 0 | 0 | 0.0134 | 0.01413 | 0.00984 | 0.00984 | 0.00979 |  | 0 | 0 | 0 | 0 | 0
122154 | SIMSBURY SLR | 0.38 | 101 | 1694 | 0 | 0 | 0 | 0 | 0 | 0 | 0.01371 | 0.01381 | 0.01146 | 0.01146 | 0.0114 |  | 0 | 0 | 0 | 0 | 0
990307 | SUN_NE-SIM~1 | 115 | 101 | 1690 | 0 | 0 | 0 | 0 | 0 | 0 | 0.01371 | 0.01381 | 0.01146 | 0.01146 | 0.0114 |  | 0 | 0 | 0 | 0 | 0
121579 | NORWICH JET | 13.8 | 101 | 1633 | 0 | 0 | 0 | 0 | 0 | 0 | 0.01508 | 0.01603 | 0.01398 | 0.01398 | 0.01402 |  | 0 | 0 | 0 | 0 | 0
121590 | SECREC | 13.2 | 101 | 1633 | 0 | 0 | 0 | 0 | 0 | 0 | 0.01508 | 0.01603 | 0.01398 | 0.01398 | 0.01402 |  | 0 | 0 | 0 | 0 | 0
121788 | LISBON | 4.16 | 101 | 1633 | 0 | 0 | 0 | 0 | 0 | 0 | 0.01549 | 0.01643 | 0.01438 | 0.01438 | 0.01442 |  | 0 | 0 | 0 | 0 | 0
121570 | TUNNEL JET | 13.2 | 101 | 1634 | 0 | 0 | 0 | 0 | 0 | 0 | 0.01573 | 0.01666 | 0.01462 | 0.01462 | 0.01466 |  | 0 | 0 | 0 | 0 | 0
121571 | FUSION_GEN | 0.38 | 101 | 1634 | 0 | 0 | 0 | 0 | 0 | 0 | 0.01573 | 0.01666 | 0.01462 | 0.01462 | 0.01466 |  | 0 | 0 | 0 | 0 | 0
121586 | FOXWOODS G1 | 4.16 | 101 | 1634 | 0 | 0 | 0 | 0 | 0 | 0 | 0.01573 | 0.01666 | 0.01462 | 0.01462 | 0.01466 |  | 0 | 0 | 0 | 0 | 0
999583 | SUN_TUNNEL | 115 | 101 | 1630 | 0 | 0 | 0 | 0 | 0 | 0 | 0.01573 | 0.01666 | 0.01462 | 0.01462 | 0.01466 |  | 0 | 0 | 0 | 0 | 0
990290 | SUN_N-BLOO~1 | 115 | 101 | 1670 | 0 | 0 | 0 | 0 | 0 | 0 | 0.0161 | 0.0167 | 0.01359 | 0.01359 | 0.01356 |  | 0 | 0 | 0 | 0 | 0
121587 | FOXWOODS G2 | 4.16 | 101 | 1634 | 0 | 0 | 0 | 0 | 0 | 0 | 0.01647 | 0.01739 | 0.01539 | 0.01539 | 0.01543 |  | 0 | 0 | 0 | 0 | 0
999672 | BAT_MYSTIC~2 | 115 | 101 | 1630 | 0 | 0 | 0 | 0 | 0 | 0 | 0.01647 | 0.01738 | 0.01539 | 0.01539 | 0.01543 |  | 0 | 0 | 0 | 0 | 0
999849 | FC_WILLIMA~1 | 115 | 101 | 1630 | 0 | 0 | 0 | 0 | 0 | 0 | 0.0165 | 0.0174 | 0.01533 | 0.01533 | 0.01537 |  | 0 | 0 | 0 | 0 | 0
121852 | RAINBOW HYD | 2.4 | 101 | 1654 | 0 | 0 | 0 | 0 | 0 | 0 | 0.01692 | 0.01777 | 0.0152 | 0.0152 | 0.01522 |  | 0 | 0 | 0 | 0 | 0
121860 | HAMILTON GT | 13.8 | 101 | 1654 | 0 | 0 | 0 | 0 | 0 | 0 | 0.01692 | 0.01777 | 0.0152 | 0.0152 | 0.01522 |  | 0 | 0 | 0 | 0 | 0
121865 | DEXTER CT | 13.8 | 101 | 1653 | 0 | 0 | 0 | 0 | 0 | 0 | 0.01692 | 0.01777 | 0.0152 | 0.0152 | 0.01522 |  | 0 | 0 | 0 | 0 | 0
990002 | SUN_WINDSO~1 | 115 | 101 | 1650 | 0 | 0 | 0 | 0 | 0 | 0 | 0.01692 | 0.01777 | 0.0152 | 0.0152 | 0.01522 |  | 0 | 0 | 0 | 0 | 0
990038 | SUN_BARBOU~1 | 115 | 101 | 1650 | 0 | 0 | 0 | 0 | 0 | 0 | 0.01692 | 0.01777 | 0.0152 | 0.0152 | 0.01522 |  | 0 | 0 | 0 | 0 | 0
121560 | PLAINFIELD | 13.8 | 101 | 1633 | 0 | 0 | 0 | 0 | 0 | 0 | 0.01802 | 0.01889 | 0.0169 | 0.0169 | 0.01693 |  | 0 | 0 | 0 | 0 | 0
999562 | SUN_FRY BR~1 | 115 | 101 | 1630 | 0 | 0 | 0 | 0 | 0 | 0 | 0.01802 | 0.01889 | 0.0169 | 0.0169 | 0.01693 |  | 0 | 0 | 0 | 0 | 0
121559 | CONSTITUTION | 0.6 | 101 | 1634 | 0 | 0 | 0 | 0 | 0 | 0 | 0.01804 | 0.01891 | 0.01691 | 0.01691 | 0.01695 |  | 0 | 0 | 0 | 0 | 0
121638 | PAWCATCK SLR | 0.6 | 101 | 1634 | 0 | 0 | 0 | 0 | 0 | 0 | 0.0194 | 0.02024 | 0.01831 | 0.01831 | 0.01834 |  | 0 | 0 | 0 | 0 | 0
999682 | SUN_SHUNCK~1 | 115 | 101 | 1630 | 0 | 0 | 0 | 0 | 0 | 0 | 0.01941 | 0.02025 | 0.01831 | 0.01831 | 0.01835 |  | 0 | 0 | 0 | 0 | 0
999541 | SUN_BROOKL~1 | 115 | 101 | 1630 | 0 | 0 | 0 | 0 | 0 | 0 | 0.02001 | 0.02083 | 0.01887 | 0.01887 | 0.01891 |  | 0 | 0 | 0 | 0 | 0
999116 | SUN_N-BLOO~1 | 345 | 101 | 1670 | 0 | 0 | 0 | 0 | 0 | 0 | 0.0203 | 0.02102 | 0.01874 | 0.01874 | 0.01874 |  | 0 | 0 | 0 | 0 | 0
997458 | SUN_CHASE ~1 | 115 | 101 | 1410 | 0 | 0 | 0 | 0 | 0 | 0 | 0.02103 | 0.02182 | 0.01993 | 0.01993 | 0.01996 |  | 0 | 0 | 0 | 0 | 0
121536 | QB_GEN | 0.42 | 101 | 1633 | 0 | 0 | 0 | 0 | 0 | 0 | 0.0212 | 0.02199 | 0.02005 | 0.02005 | 0.02009 |  | 0 | 0 | 0 | 0 | 0
121526 | WOODSHILL_PV | 0.38 | 101 | 1634 | 0 | 0 | 0 | 0 | 0 | 0 | 0.02122 | 0.02201 | 0.02008 | 0.02008 | 0.02011 |  | 0 | 0 | 0 | 0 | 0
117507 | STSK_GEN | 0.55 | 101 | 1410 | 0 | 0 | 0 | 0 | 0 | 0 | 0.02239 | 0.02315 | 0.02128 | 0.02128 | 0.02131 |  | 0 | 0 | 0 | 0 | 0
997348 | SUN_WOOD R~1 | 115 | 101 | 1410 | 0 | 0 | 0 | 0 | 0 | 0 | 0.02239 | 0.02315 | 0.02128 | 0.02128 | 0.02131 |  | 0 | 0 | 0 | 0 | 0
997305 | SUN_KENYON | 115 | 101 | 1410 | 0 | 0 | 0 | 0 | 0 | 0 | 0.02373 | 0.02446 | 0.02262 | 0.02262 | 0.02265 |  | 0 | 0 | 0 | 0 | 0
121517 | QP724 CT | 23.5 | 101 | 1633 | 341.24 | 0 | 393.67 | 341.24 | 0 | 52.43 | 0.02374 | 0.02447 | 0.02258 | 0.02258 | 0.02261 |  | 0 | 0 | 0 | 0 | 0
121518 | QP724 ST | 16 | 101 | 1633 | 238.29 | 0 | 238.29 | 238.29 | 0 | 0 | 0.02374 | 0.02447 | 0.02258 | 0.02258 | 0.02261 |  | 0 | 0 | 0 | 0 | 0
121513 | LAKE ROAD_C1 | 21 | 101 | 1633 | 269.79 | 0 | 269.79 | 269.79 | 0 | 0 | 0.02414 | 0.02485 | 0.02298 | 0.02298 | 0.023 |  | 0 | 0 | 0 | 0 | 0
121514 | LAKE ROAD_C2 | 21 | 101 | 1633 | 275.21 | 0 | 275.21 | 275.21 | 0 | 0 | 0.02414 | 0.02485 | 0.02298 | 0.02298 | 0.023 |  | 0 | 0 | 0 | 0 | 0
121515 | LAKE ROAD_C3 | 21 | 101 | 1633 | 0.78 | 0 | 279 | 0.78 | 0 | 278.22 | 0.02414 | 0.02485 | 0.02298 | 0.02298 | 0.023 |  | 0 | 0 | 0 | 0 | 0
999038 | BAT_KILLIN~1 | 345 | 101 | 1630 | 0 | 0 | 0 | 0 | 0 | 0 | 0.02425 | 0.02497 | 0.02309 | 0.02309 | 0.02312 |  | 0 | 0 | 0 | 0 | 0
117495 | BLK ISL WIND | 0.9 | 101 | 1410 | 0 | 0 | 0 | 0 | 0 | 0 | 0.02521 | 0.0259 | 0.02411 | 0.02411 | 0.02413 |  | 0 | 0 | 0 | 0 | 0
997339 | SUN_W KING~1 | 115 | 101 | 1410 | 0 | 0 | 0 | 0 | 0 | 0 | 0.02521 | 0.0259 | 0.0241 | 0.0241 | 0.02413 |  | 0 | 0 | 0 | 0 | 0
997313 | SUN_TOWER ~1 | 115 | 101 | 1410 | 0 | 0 | 0 | 0 | 0 | 0 | 0.02675 | 0.0274 | 0.02563 | 0.02563 | 0.02566 |  | 0 | 0 | 0 | 0 | 0
997363 | SUN_TOWER ~1 | 12.5 | 101 | 1410 | 0 | 0 | 0 | 0 | 0 | 0 | 0.02675 | 0.0274 | 0.02563 | 0.02563 | 0.02566 |  | 0 | 0 | 0 | 0 | 0
997314 | BAT_DAVISV~1 | 115 | 101 | 1410 | 0 | 0 | 0 | 0 | 0 | 0 | 0.02756 | 0.02819 | 0.02644 | 0.02644 | 0.02646 |  | 0 | 0 | 0 | 0 | 0
997368 | SUN_OLD BA~1 | 12.5 | 101 | 1410 | 0 | 0 | 0 | 0 | 0 | 0 | 0.02756 | 0.02819 | 0.02644 | 0.02644 | 0.02646 |  | 0 | 0 | 0 | 0 | 0
117029 | OCEAN ST GT1 | 13.8 | 101 | 1400 | 77.46 | 0 | 77.46 | 77.46 | 0 | 0 | 0.02819 | 0.02881 | 0.02706 | 0.02706 | 0.02708 |  | 0 | 0 | 0 | 0 | 0
117030 | OCEAN ST GT2 | 13.8 | 101 | 1400 | 77.46 | 0 | 77.46 | 77.46 | 0 | 0 | 0.02819 | 0.02881 | 0.02706 | 0.02706 | 0.02708 |  | 0 | 0 | 0 | 0 | 0
117031 | OCEAN ST ST1 | 13.8 | 101 | 1400 | 117.42 | 0 | 117.42 | 117.42 | 0 | 0 | 0.02819 | 0.02881 | 0.02706 | 0.02706 | 0.02708 |  | 0 | 0 | 0 | 0 | 0
117032 | OCEAN ST GT3 | 13.8 | 101 | 1400 | 78.17 | 0 | 78.17 | 78.17 | 0 | 0 | 0.02819 | 0.02881 | 0.02706 | 0.02706 | 0.02708 |  | 0 | 0 | 0 | 0 | 0
117033 | OCEAN ST GT4 | 13.8 | 101 | 1400 | 78.17 | 0 | 78.17 | 78.17 | 0 | 0 | 0.02819 | 0.02881 | 0.02706 | 0.02706 | 0.02708 |  | 0 | 0 | 0 | 0 | 0
117034 | OCEAN ST ST2 | 13.8 | 101 | 1400 | 118.49 | 0 | 118.49 | 118.49 | 0 | 0 | 0.02819 | 0.02881 | 0.02706 | 0.02706 | 0.02708 |  | 0 | 0 | 0 | 0 | 0
997000 | DFO NG_SHE~1 | 345 | 101 | 1400 | 0 | 0 | 0 | 0 | 0 | 0 | 0.02819 | 0.02881 | 0.02706 | 0.02706 | 0.02708 |  | 0 | 0 | 0 | 0 | 0
997332 | SUN_KENT C~1 | 115 | 101 | 1410 | 0 | 0 | 0 | 0 | 0 | 0 | 0.02843 | 0.02904 | 0.02731 | 0.02731 | 0.02733 |  | 0 | 0 | 0 | 0 | 0
997385 | SUN_KENT C~1 | 34.5 | 101 | 1410 | 0 | 0 | 0 | 0 | 0 | 0 | 0.02843 | 0.02904 | 0.02732 | 0.02732 | 0.02733 |  | 0 | 0 | 0 | 0 | 0
997327 | SUN_DRUMROCK | 115 | 101 | 1410 | 0 | 0 | 0 | 0 | 0 | 0 | 0.02852 | 0.02913 | 0.02741 | 0.02741 | 0.02743 |  | 0 | 0 | 0 | 0 | 0
117485 | RI_WED_GEN | 0.6 | 101 | 1410 | 0 | 0 | 0 | 0 | 0 | 0 | 0.02856 | 0.02917 | 0.02744 | 0.02744 | 0.02746 |  | 0 | 0 | 0 | 0 | 0
117486 | RI WED G2 | 0.6 | 101 | 1410 | 0 | 0 | 0 | 0 | 0 | 0 | 0.02856 | 0.02917 | 0.02744 | 0.02744 | 0.02746 |  | 0 | 0 | 0 | 0 | 0
997463 | SUN_NEW LO~1 | 115 | 101 | 1410 | 0 | 0 | 0 | 0 | 0 | 0 | 0.02875 | 0.02935 | 0.02763 | 0.02763 | 0.02765 |  | 0 | 0 | 0 | 0 | 0
117503 | S-SKY-2228_L | 0.48 | 101 | 1410 | 0 | 0 | 0 | 0 | 0 | 0 | 0.02892 | 0.02951 | 0.0278 | 0.0278 | 0.02782 |  | 0 | 0 | 0 | 0 | 0
117514 | HOPE_0.385KV | 0.38 | 101 | 1410 | 0 | 0 | 0 | 0 | 0 | 0 | 0.02892 | 0.02951 | 0.0278 | 0.0278 | 0.02782 |  | 0 | 0 | 0 | 0 | 0
117505 | S-SKY-WCR_L | 0.48 | 101 | 1410 | 0 | 0 | 0 | 0 | 0 | 0 | 0.02907 | 0.02966 | 0.02795 | 0.02795 | 0.02797 |  | 0 | 0 | 0 | 0 | 0
997342 | SUN_W CRAN~1 | 115 | 101 | 1410 | 0 | 0 | 0 | 0 | 0 | 0 | 0.02907 | 0.02966 | 0.02795 | 0.02795 | 0.02797 |  | 0 | 0 | 0 | 0 | 0
117455 | RIDGEWOOD LD | 13.8 | 101 | 1410 | 0 | 0 | 0 | 0 | 0 | 0 | 0.02939 | 0.02997 | 0.02828 | 0.02828 | 0.02829 |  | 0 | 0 | 0 | 0 | 0
117446 | J LANDFIL P2 | 4.2 | 101 | 1410 | 0 | 0 | 0 | 0 | 0 | 0 | 0.02943 | 0.03001 | 0.02832 | 0.02832 | 0.02833 |  | 0 | 0 | 0 | 0 | 0
117501 | J_LANDF_L | 0.6 | 101 | 1410 | 0 | 0 | 0 | 0 | 0 | 0 | 0.02943 | 0.03001 | 0.02832 | 0.02832 | 0.02833 |  | 0 | 0 | 0 | 0 | 0
117436 | RISE CT1 | 18 | 101 | 1410 | 183.1 | 0 | 183.1 | 183.1 | 0 | 0 | 0.02946 | 0.03005 | 0.02835 | 0.02835 | 0.02837 |  | 0 | 0 | 0 | 0 | 0
117437 | RISE ST | 18 | 101 | 1410 | 185.48 | 0 | 185.48 | 185.48 | 0 | 0 | 0.02946 | 0.03005 | 0.02835 | 0.02835 | 0.02837 |  | 0 | 0 | 0 | 0 | 0
117438 | RISE CT2 | 18 | 101 | 1410 | 183.1 | 0 | 183.1 | 183.1 | 0 | 0 | 0.02946 | 0.03005 | 0.02835 | 0.02835 | 0.02837 |  | 0 | 0 | 0 | 0 | 0
122184 | TORRINGTON T | 13.8 | 101 | 1693 | 0 | 0 | 0 | 0 | 0 | 0 | 0.0295 | 0.02784 | 0.02846 | 0.02846 | 0.02831 |  | 0 | 0 | 0 | 0 | 0
122196 | FALLS VILLGE | 6.6 | 101 | 1693 | 0 | 0 | 0 | 0 | 0 | 0 | 0.0295 | 0.02784 | 0.02846 | 0.02846 | 0.02831 |  | 0 | 0 | 0 | 0 | 0
997311 | SUN_JOHNST~1 | 115 | 101 | 1410 | 0 | 0 | 0 | 0 | 0 | 0 | 0.02953 | 0.03012 | 0.02842 | 0.02842 | 0.02844 |  | 0 | 0 | 0 | 0 | 0
117426 | MANCHSTR 09A | 13.8 | 101 | 1410 | 106.94 | 0 | 106.94 | 106.94 | 0 | 0 | 0.02973 | 0.0303 | 0.02861 | 0.02861 | 0.02863 |  | 0 | 0 | 0 | 0 | 0
117427 | MANCHSTR 10A | 13.8 | 101 | 1410 | 109.03 | 0 | 109.03 | 109.03 | 0 | 0 | 0.02973 | 0.0303 | 0.02861 | 0.02861 | 0.02863 |  | 0 | 0 | 0 | 0 | 0
117428 | MANCHSTR 11A | 13.8 | 101 | 1410 | 107.53 | 0 | 107.53 | 107.53 | 0 | 0 | 0.02973 | 0.0303 | 0.02861 | 0.02861 | 0.02863 |  | 0 | 0 | 0 | 0 | 0
117431 | FRNKLNSQ SC1 | 11.5 | 101 | 1410 | 47.06 | 0 | 47.06 | 47.06 | 0 | 0 | 0.02973 | 0.0303 | 0.02861 | 0.02861 | 0.02863 |  | 0 | 0 | 0 | 0 | 0
117432 | FRNKLNSQ SC2 | 11.5 | 101 | 1410 | 47.97 | 0 | 47.97 | 47.97 | 0 | 0 | 0.02973 | 0.0303 | 0.02861 | 0.02861 | 0.02863 |  | 0 | 0 | 0 | 0 | 0
117433 | FRNKLNSQ SC3 | 11.5 | 101 | 1410 | 49.47 | 0 | 49.47 | 49.47 | 0 | 0 | 0.02973 | 0.0303 | 0.02861 | 0.02861 | 0.02863 |  | 0 | 0 | 0 | 0 | 0
997353 | SUN_PUTNAM~1 | 115 | 101 | 1410 | 0 | 0 | 0 | 0 | 0 | 0 | 0.02983 | 0.03041 | 0.02872 | 0.02872 | 0.02874 |  | 0 | 0 | 0 | 0 | 0
997346 | SUN_WOLF H~1 | 115 | 101 | 1410 | 0 | 0 | 0 | 0 | 0 | 0 | 0.0299 | 0.03047 | 0.02879 | 0.02879 | 0.0288 |  | 0 | 0 | 0 | 0 | 0
111095 | ANP BLKSTN 1 | 21 | 101 | 1023 | 0 | 0 | 0 | 0 | 0 | 0 | 0.03016 | 0.03072 | 0.02905 | 0.02905 | 0.02906 |  | 0 | 0 | 0 | 0 | 0
111096 | ANP BLKSTN 2 | 21 | 101 | 1023 | 0 | 0 | 0 | 0 | 0 | 0 | 0.03016 | 0.03072 | 0.02905 | 0.02905 | 0.02906 |  | 0 | 0 | 0 | 0 | 0
997005 | BAT_W FARN~1 | 115 | 101 | 1400 | 0 | 0 | 0 | 0 | 0 | 0 | 0.03024 | 0.0308 | 0.02913 | 0.02913 | 0.02915 |  | 0 | 0 | 0 | 0 | 0
997012 | SUN_NASONV~1 | 115 | 101 | 1400 | 0 | 0 | 0 | 0 | 0 | 0 | 0.03024 | 0.0308 | 0.02913 | 0.02913 | 0.02915 |  | 0 | 0 | 0 | 0 | 0
994734 | WND_BRAYTN~1 | 345 | 101 | 1140 | 0 | 0 | 0 | 0 | 0 | 0 | 0.03047 | 0.03103 | 0.02936 | 0.02936 | 0.02938 |  | 0 | 0 | 0 | 0 | 0
997349 | SUN_WOONSO~1 | 115 | 101 | 1410 | 0 | 0 | 0 | 0 | 0 | 0 | 0.03056 | 0.03112 | 0.02945 | 0.02945 | 0.02947 |  | 0 | 0 | 0 | 0 | 0
111084 | NEA BELL GT1 | 13.8 | 101 | 1023 | 0 | 0 | 0 | 0 | 0 | 0 | 0.03063 | 0.03118 | 0.02952 | 0.02952 | 0.02953 |  | 0 | 0 | 0 | 0 | 0
111085 | NEA BELL GT2 | 13.8 | 101 | 1023 | 0 | 0 | 0 | 0 | 0 | 0 | 0.03063 | 0.03118 | 0.02952 | 0.02952 | 0.02953 |  | 0 | 0 | 0 | 0 | 0
111086 | NEA BELL ST1 | 13.8 | 101 | 1023 | 0 | 0 | 0 | 0 | 0 | 0 | 0.03063 | 0.03118 | 0.02952 | 0.02952 | 0.02953 |  | 0 | 0 | 0 | 0 | 0
117434 | TIVERTON GT | 18 | 101 | 1410 | 0 | 0 | 0 | 0 | 0 | 0 | 0.03095 | 0.0315 | 0.02985 | 0.02985 | 0.02987 |  | 0 | 0 | 0 | 0 | 0
117435 | TIVERTON ST | 13.8 | 101 | 1410 | 0 | 0 | 0 | 0 | 0 | 0 | 0.03095 | 0.0315 | 0.02985 | 0.02985 | 0.02987 |  | 0 | 0 | 0 | 0 | 0
997357 | SUN_Tiverton | 115 | 101 | 1410 | 0 | 0 | 0 | 0 | 0 | 0 | 0.03095 | 0.0315 | 0.02985 | 0.02985 | 0.02987 |  | 0 | 0 | 0 | 0 | 0
998179 | NG_NAVY TAP | 69 | 101 | 1420 | 6.27 | 0 | 6.27 | 6.27 | 0 | 0 | 0.03095 | 0.0315 | 0.02985 | 0.02985 | 0.02987 |  | 0 | 0 | 0 | 0 | 0
998187 | SUN_JEPSON | 13.8 | 101 | 1420 | 20.97 | 0 | 20.97 | 20.97 | 0 | 0 | 0.03095 | 0.0315 | 0.02985 | 0.02985 | 0.02987 |  | 0 | 0 | 0 | 0 | 0
116492 | W-SPRNGFLD-1 | 13.8 | 101 | 1333 | 39 | 0 | 39 | 39 | 0 | 0 | 0.03096 | 0.03147 | 0.02969 | 0.02969 | 0.02969 |  | 0 | 0 | 0 | 0 | 0
116493 | W-SPRNGFLD-2 | 13.8 | 101 | 1333 | 0 | 0 | 0 | 0 | 0 | 0 | 0.03096 | 0.03147 | 0.02969 | 0.02969 | 0.02969 |  | 0 | 0 | 0 | 0 | 0
116494 | W-SPRNGFLD-3 | 13.8 | 101 | 1333 | 107 | 0 | 107 | 107 | 0 | 0 | 0.03096 | 0.03147 | 0.02969 | 0.02969 | 0.02969 |  | 0 | 0 | 0 | 0 | 0
116495 | SPGFLD RFUSE | 4.16 | 101 | 1334 | 0 | 0 | 0 | 0 | 0 | 0 | 0.03096 | 0.03147 | 0.02969 | 0.02969 | 0.02969 |  | 0 | 0 | 0 | 0 | 0
991378 | SUN BAT_BE~1 | 115 | 101 | 1050 | 279.36 | 0 | 880 | 279.36 | 0 | 600.64 | 0.03101 | 0.03156 | 0.02991 | 0.02991 | 0.02992 |  | 0 | 0 | 0 | 0 | 0
115742 | DIGHTON PWR | 22 | 101 | 1160 | 168 | 0 | 168 | 168 | 0 | 0 | 0.03122 | 0.03176 | 0.03011 | 0.03011 | 0.03013 |  | 0 | 0 | 0 | 0 | 0
111316 | DARTMTH PWRA | 13.8 | 101 | 1053 | 0 | 0 | 0 | 0 | 0 | 0 | 0.03123 | 0.03177 | 0.03013 | 0.03013 | 0.03014 |  | 0 | 0 | 0 | 0 | 0
111317 | DARTMTH PWRB | 13.8 | 101 | 1053 | 0 | 0 | 0 | 0 | 0 | 0 | 0.03123 | 0.03177 | 0.03013 | 0.03013 | 0.03014 |  | 0 | 0 | 0 | 0 | 0
991265 | SUN BAT_FI~1 | 115 | 101 | 1050 | 0 | 0 | 0 | 0 | 0 | 0 | 0.03123 | 0.03177 | 0.03013 | 0.03013 | 0.03014 |  | 0 | 0 | 0 | 0 | 0
991267 | BAT_CROSS ~1 | 115 | 101 | 1050 | 129.81 | 0 | 246 | 129.81 | 0 | 116.19 | 0.03123 | 0.03177 | 0.03013 | 0.03013 | 0.03014 |  | 0 | 0 | 0 | 0 | 0
991275 | SUN BAT_CR~1 | 115 | 101 | 1050 | 14.5 | 0 | 14.5 | 14.5 | 0 | 0 | 0.03123 | 0.03177 | 0.03013 | 0.03013 | 0.03014 |  | 0 | 0 | 0 | 0 | 0
115689 | CLEARY G8-9A | 13.8 | 101 | 1254 | 46.82 | 0 | 46.82 | 46.82 | 0 | 0 | 0.0313 | 0.03183 | 0.03019 | 0.03019 | 0.03021 |  | 0 | 0 | 0 | 0 | 0
115690 | CLEARY G9 | 13.8 | 101 | 1254 | 84.18 | 0 | 84.18 | 84.18 | 0 | 0 | 0.0313 | 0.03183 | 0.03019 | 0.03019 | 0.03021 |  | 0 | 0 | 0 | 0 | 0
991268 | SUN BAT_IN~1 | 115 | 101 | 1050 | 40.45 | 0 | 40.45 | 40.45 | 0 | 0 | 0.03133 | 0.03187 | 0.03023 | 0.03023 | 0.03024 |  | 0 | 0 | 0 | 0 | 0
114861 | ANP BLLNGHM1 | 21 | 101 | 1140 | 0 | 0 | 0 | 0 | 0 | 0 | 0.03151 | 0.03204 | 0.03041 | 0.03041 | 0.03042 |  | 0 | 0 | 0 | 0 | 0
114862 | ANP BLLNGHM2 | 21 | 101 | 1140 | 0 | 0 | 0 | 0 | 0 | 0 | 0.03151 | 0.03204 | 0.0304 | 0.0304 | 0.03042 |  | 0 | 0 | 0 | 0 | 0
991272 | SUN BAT_AR~1 | 115 | 101 | 1050 | 7 | 0 | 7 | 7 | 0 | 0 | 0.03153 | 0.03206 | 0.03043 | 0.03043 | 0.03044 |  | 0 | 0 | 0 | 0 | 0
991273 | SUN BAT_WI~1 | 115 | 101 | 1050 | 28.43 | 0 | 28.43 | 28.43 | 0 | 0 | 0.03153 | 0.03206 | 0.03043 | 0.03043 | 0.03044 |  | 0 | 0 | 0 | 0 | 0
116505 | BERKSHRE_G1 | 21 | 101 | 1333 | 270 | 0 | 270 | 270 | 0 | 0 | 0.03156 | 0.03205 | 0.0303 | 0.0303 | 0.0303 |  | 0 | 0 | 0 | 0 | 0
990770 | BAT_W MEDW~1 | 345 | 101 | 1020 | 250 | 0 | 250 | 250 | 0 | 0 | 0.03159 | 0.03212 | 0.03049 | 0.03049 | 0.0305 |  | 0 | 0 | 0 | 0 | 0
991271 | SUN BAT_CR~2 | 115 | 101 | 1050 | 27.96 | 0 | 27.96 | 27.96 | 0 | 0 | 0.03159 | 0.03212 | 0.03049 | 0.03049 | 0.03051 |  | 0 | 0 | 0 | 0 | 0
991140 | SUN BAT_RO~1 | 115 | 101 | 1030 | 24.62 | 0 | 24.62 | 24.62 | 0 | 0 | 0.03165 | 0.03218 | 0.03055 | 0.03055 | 0.03056 |  | 0 | 0 | 0 | 0 | 0
991141 | SUN BAT_TR~1 | 115 | 101 | 1030 | 12.69 | 0 | 33.74 | 12.69 | 0 | 21.05 | 0.03176 | 0.03229 | 0.03066 | 0.03066 | 0.03067 |  | 0 | 0 | 0 | 0 | 0
111188 | SEMASS G1 | 13.8 | 101 | 1033 | 0 | 0 | 0 | 0 | 0 | 0 | 0.03177 | 0.0323 | 0.03067 | 0.03067 | 0.03069 |  | 0 | 0 | 0 | 0 | 0
111189 | SEMASS G2 | 13.8 | 101 | 1033 | 0 | 0 | 0 | 0 | 0 | 0 | 0.03177 | 0.0323 | 0.03067 | 0.03067 | 0.03069 |  | 0 | 0 | 0 | 0 | 0
116458 | FRONT STREET | 4.16 | 101 | 1334 | 0 | 0 | 0 | 0 | 0 | 0 | 0.03177 | 0.03227 | 0.03053 | 0.03053 | 0.03053 |  | 0 | 0 | 0 | 0 | 0
111181 | BW-PV_1 | 0.4 | 101 | 1032 | 0 | 0 | 0 | 0 | 0 | 0 | 0.0318 | 0.03232 | 0.0307 | 0.0307 | 0.03071 |  | 0 | 0 | 0 | 0 | 0
111182 | BW-PV_2 | 0.4 | 101 | 1032 | 0 | 0 | 0 | 0 | 0 | 0 | 0.0318 | 0.03232 | 0.0307 | 0.0307 | 0.03071 |  | 0 | 0 | 0 | 0 | 0
111183 | BW-PV_3 | 0.4 | 101 | 1032 | 0 | 0 | 0 | 0 | 0 | 0 | 0.0318 | 0.03232 | 0.0307 | 0.0307 | 0.03071 |  | 0 | 0 | 0 | 0 | 0
991152 | BAT_WAREHA~1 | 115 | 101 | 1030 | 244.22 | 0 | 348.18 | 244.22 | 0 | 103.96 | 0.0318 | 0.03232 | 0.0307 | 0.0307 | 0.03071 |  | 0 | 0 | 0 | 0 | 0
991155 | SUN_WAREHA~1 | 115 | 101 | 1030 | 9.5 | 0 | 9.5 | 9.5 | 0 | 0 | 0.0318 | 0.03232 | 0.0307 | 0.0307 | 0.03071 |  | 0 | 0 | 0 | 0 | 0
991156 | SUN BAT_VA~1 | 115 | 101 | 1030 | 9.98 | 0 | 9.98 | 9.98 | 0 | 0 | 0.03184 | 0.03237 | 0.03074 | 0.03074 | 0.03076 |  | 0 | 0 | 0 | 0 | 0
994757 | BAT_S WREN~1 | 115 | 101 | 1140 | 0 | 0 | 0 | 0 | 0 | 0 | 0.03185 | 0.03238 | 0.03076 | 0.03076 | 0.03077 |  | 0 | 0 | 0 | 0 | 0
111202 | BARNSTABLE | 115 | 101 | 1040 | 0 | 0 | 0 | 0 | 0 | 0 | 0.03186 | 0.03239 | 0.03077 | 0.03077 | 0.03078 |  | 0 | 0 | 0 | 0 | 0
111248 | WEST TISBURY | 14.4 | 101 | 1044 | 0 | 0 | 0 | 0 | 0 | 0 | 0.03186 | 0.03239 | 0.03077 | 0.03077 | 0.03078 |  | 0 | 0 | 0 | 0 | 0
111253 | OAK BLUFFS | 23 | 101 | 1043 | 0 | 0 | 0 | 0 | 0 | 0 | 0.03186 | 0.03239 | 0.03077 | 0.03077 | 0.03078 |  | 0 | 0 | 0 | 0 | 0
111346 | QP624_SC2 | 33 | 101 | 1040 | 0 | 0 | 0 | 0 | 0 | 0 | 0.03186 | 0.03239 | 0.03077 | 0.03077 | 0.03078 |  | 0 | 0 | 0 | 0 | 0
111347 | QP624_SC1 | 33 | 101 | 1040 | 0 | 0 | 0 | 0 | 0 | 0 | 0.03186 | 0.03239 | 0.03077 | 0.03077 | 0.03078 |  | 0 | 0 | 0 | 0 | 0
111365 | QP624-2B | 0.69 | 101 | 1043 | 0 | 0 | 0 | 0 | 0 | 0 | 0.03186 | 0.03239 | 0.03077 | 0.03077 | 0.03078 |  | 0 | 0 | 0 | 0 | 0
111366 | QP624-2A | 0.69 | 101 | 1043 | 0 | 0 | 0 | 0 | 0 | 0 | 0.03186 | 0.03239 | 0.03077 | 0.03077 | 0.03078 |  | 0 | 0 | 0 | 0 | 0
111367 | QP624-1B | 0.69 | 101 | 1043 | 0 | 0 | 0 | 0 | 0 | 0 | 0.03186 | 0.03239 | 0.03077 | 0.03077 | 0.03078 |  | 0 | 0 | 0 | 0 | 0
111368 | QP624-1A | 0.69 | 101 | 1043 | 0 | 0 | 0 | 0 | 0 | 0 | 0.03186 | 0.03239 | 0.03077 | 0.03077 | 0.03078 |  | 0 | 0 | 0 | 0 | 0
115978 | BUNKER CTG | 13.2 | 101 | 1170 | 0 | 0 | 0 | 0 | 0 | 0 | 0.03186 | 0.03239 | 0.03077 | 0.03077 | 0.03078 |  | 0 | 0 | 0 | 0 | 0
115979 | BUNKER BESS | 0.4 | 101 | 1170 | 0 | 0 | 0 | 0 | 0 | 0 | 0.03186 | 0.03239 | 0.03077 | 0.03077 | 0.03078 |  | 0 | 0 | 0 | 0 | 0
991133 | BAT_CARVER | 345 | 101 | 1030 | 150 | 0 | 150 | 150 | 0 | 0 | 0.03186 | 0.03239 | 0.03077 | 0.03077 | 0.03078 |  | 0 | 0 | 0 | 0 | 0
991134 | WND_W BARN~1 | 345 | 101 | 1030 | 0 | 0 | 0 | 0 | 0 | 0 | 0.03186 | 0.03239 | 0.03077 | 0.03077 | 0.03078 |  | 0 | 0 | 0 | 0 | 0
991135 | WND_W BARN~1 | 115 | 101 | 1040 | 0 | 0 | 0 | 0 | 0 | 0 | 0.03186 | 0.03239 | 0.03077 | 0.03077 | 0.03078 |  | 0 | 0 | 0 | 0 | 0
991202 | WND_BARNST~1 | 115 | 101 | 1040 | 0 | 0 | 0 | 0 | 0 | 0 | 0.03186 | 0.03239 | 0.03077 | 0.03077 | 0.03078 |  | 0 | 0 | 0 | 0 | 0
991204 | SUN BAT_FA~1 | 115 | 101 | 1040 | 0 | 0 | 0 | 0 | 0 | 0 | 0.03186 | 0.03239 | 0.03077 | 0.03077 | 0.03078 |  | 0 | 0 | 0 | 0 | 0
991207 | SUN BAT_HA~1 | 115 | 101 | 1040 | 0 | 0 | 0 | 0 | 0 | 0 | 0.03186 | 0.03239 | 0.03077 | 0.03077 | 0.03078 |  | 0 | 0 | 0 | 0 | 0
991215 | SUN BAT_MA~1 | 115 | 101 | 1040 | 0 | 0 | 0 | 0 | 0 | 0 | 0.03186 | 0.03239 | 0.03077 | 0.03077 | 0.03078 |  | 0 | 0 | 0 | 0 | 0
991245 | SUN BAT_SA~1 | 115 | 101 | 1040 | 0 | 0 | 0 | 0 | 0 | 0 | 0.03186 | 0.03239 | 0.03077 | 0.03077 | 0.03078 |  | 0 | 0 | 0 | 0 | 0
991136 | SUN_KINGST~1 | 115 | 101 | 1030 | 2.76 | 0 | 2.76 | 2.76 | 0 | 0 | 0.0319 | 0.03243 | 0.03081 | 0.03081 | 0.03082 |  | 0 | 0 | 0 | 0 | 0
991144 | BAT_BROOK ~1 | 115 | 101 | 1030 | 209.96 | 0 | 209.96 | 209.96 | 0 | 0 | 0.0319 | 0.03242 | 0.0308 | 0.0308 | 0.03082 |  | 0 | 0 | 0 | 0 | 0
991171 | SUN BAT_WE~1 | 23 | 101 | 1032 | 0 | 0 | 0 | 0 | 0 | 0 | 0.0319 | 0.03242 | 0.0308 | 0.0308 | 0.03082 |  | 0 | 0 | 0 | 0 | 0
111251 | CANAL G1 | 18 | 101 | 1043 | 0 | 0 | 0 | 0 | 0 | 0 | 0.03192 | 0.03244 | 0.03082 | 0.03082 | 0.03083 |  | 0 | 0 | 0 | 0 | 0
111252 | CANAL G2 | 18 | 101 | 1043 | 141.02 | 0 | 576.37 | 141.02 | 0 | 435.35 | 0.03192 | 0.03244 | 0.03082 | 0.03082 | 0.03083 |  | 0 | 0 | 0 | 0 | 0
111256 | CANAL 3 CTG | 25 | 101 | 1043 | 333 | 0 | 333 | 333 | 0 | 0 | 0.03192 | 0.03244 | 0.03082 | 0.03082 | 0.03083 |  | 0 | 0 | 0 | 0 | 0
990783 | WND_PILGRIM | 345 | 101 | 1020 | 0 | 0 | 0 | 0 | 0 | 0 | 0.03194 | 0.03246 | 0.03085 | 0.03085 | 0.03086 |  | 0 | 0 | 0 | 0 | 0
993118 | SUN_5 CORN~1 | 115 | 101 | 1100 | 0 | 0 | 0 | 0 | 0 | 0 | 0.03204 | 0.03253 | 0.0308 | 0.0308 | 0.03081 |  | 0 | 0 | 0 | 0 | 0
116452 | HADLEY FALLS | 6.6 | 101 | 1334 | 14.95 | 0 | 14.95 | 14.95 | 0 | 0 | 0.03207 | 0.03256 | 0.03084 | 0.03084 | 0.03084 |  | 0 | 0 | 0 | 0 | 0
993017 | SUN_FLOREN~1 | 115 | 101 | 1100 | 0 | 0 | 0 | 0 | 0 | 0 | 0.03222 | 0.0327 | 0.03098 | 0.03098 | 0.03098 |  | 0 | 0 | 0 | 0 | 0
116438 | MONSANTO_C1 | 13.8 | 101 | 1333 | 84.65 | 0 | 84.65 | 84.65 | 0 | 0 | 0.03223 | 0.03271 | 0.031 | 0.031 | 0.031 |  | 0 | 0 | 0 | 0 | 0
116439 | MONSANTO_S1 | 13.8 | 101 | 1333 | 76.01 | 0 | 76.01 | 76.01 | 0 | 0 | 0.03223 | 0.03271 | 0.031 | 0.031 | 0.031 |  | 0 | 0 | 0 | 0 | 0
116440 | MONSANTO_C2 | 13.8 | 101 | 1333 | 84.65 | 0 | 84.65 | 84.65 | 0 | 0 | 0.03223 | 0.03271 | 0.031 | 0.031 | 0.031 |  | 0 | 0 | 0 | 0 | 0
110950 | W MEDWAY J2 | 13.8 | 101 | 1023 | 0 | 0 | 0 | 0 | 0 | 0 | 0.03229 | 0.0328 | 0.03119 | 0.03119 | 0.03121 |  | 0 | 0 | 0 | 0 | 0
110951 | W MEDWAY JET | 13.8 | 101 | 1023 | 0 | 0 | 0 | 0 | 0 | 0 | 0.03229 | 0.0328 | 0.03119 | 0.03119 | 0.03121 |  | 0 | 0 | 0 | 0 | 0
116417 | STONY BRK 1A | 13.8 | 101 | 1333 | 103.17 | 0 | 103.17 | 103.17 | 0 | 0 | 0.03233 | 0.03282 | 0.03112 | 0.03112 | 0.03113 |  | 0 | 0 | 0 | 0 | 0
116418 | STONY BRK 1B | 13.8 | 101 | 1333 | 101.67 | 0 | 101.67 | 101.67 | 0 | 0 | 0.03233 | 0.03282 | 0.03112 | 0.03112 | 0.03113 |  | 0 | 0 | 0 | 0 | 0
116419 | STONY BRK 1C | 13.8 | 101 | 1333 | 103.17 | 0 | 103.17 | 103.17 | 0 | 0 | 0.03233 | 0.03282 | 0.03112 | 0.03112 | 0.03113 |  | 0 | 0 | 0 | 0 | 0
116420 | STONY BRK 1S | 13.8 | 101 | 1333 | 21.31 | 0 | 82.36 | 21.31 | 0 | 61.05 | 0.03233 | 0.03282 | 0.03112 | 0.03112 | 0.03113 |  | 0 | 0 | 0 | 0 | 0
116421 | STONY BRK 2A | 13.8 | 101 | 1333 | 0 | 0 | 0 | 0 | 0 | 0 | 0.03233 | 0.03282 | 0.03112 | 0.03112 | 0.03113 |  | 0 | 0 | 0 | 0 | 0
116422 | STONY BRK 2B | 13.8 | 101 | 1333 | 0 | 0 | 0 | 0 | 0 | 0 | 0.03233 | 0.03282 | 0.03112 | 0.03112 | 0.03113 |  | 0 | 0 | 0 | 0 | 0
996045 | BAT_LUDLOW | 345 | 101 | 1330 | 0 | 0 | 0 | 0 | 0 | 0 | 0.03233 | 0.03282 | 0.03112 | 0.03112 | 0.03113 |  | 0 | 0 | 0 | 0 | 0
116556 | COBBLE MT_G | 6.9 | 101 | 1333 | 19.96 | 0 | 19.96 | 19.96 | 0 | 0 | 0.03234 | 0.03281 | 0.03109 | 0.03109 | 0.03109 |  | 0 | 0 | 0 | 0 | 0
116433 | ORCHARD | 13.8 | 101 | 1332 | 0 | 0 | 0 | 0 | 0 | 0 | 0.03236 | 0.03284 | 0.03114 | 0.03114 | 0.03114 |  | 0 | 0 | 0 | 0 | 0
993264 | SUN_MILLBURY | 345 | 101 | 1110 | 0 | 0 | 0 | 0 | 0 | 0 | 0.03236 | 0.03287 | 0.03126 | 0.03126 | 0.03128 |  | 0 | 0 | 0 | 0 | 0
111092 | EDGAR ST | 18 | 101 | 1023 | 0 | 0 | 0 | 0 | 0 | 0 | 0.03241 | 0.03292 | 0.03132 | 0.03132 | 0.03133 |  | 0 | 0 | 0 | 0 | 0
111093 | EDGAR GT1 | 16 | 101 | 1023 | 0 | 0 | 0 | 0 | 0 | 0 | 0.03241 | 0.03292 | 0.03132 | 0.03132 | 0.03133 |  | 0 | 0 | 0 | 0 | 0
111097 | EDGAR GT2 | 16 | 101 | 1023 | 0 | 0 | 0 | 0 | 0 | 0 | 0.03241 | 0.03292 | 0.03132 | 0.03132 | 0.03133 |  | 0 | 0 | 0 | 0 | 0
111722 | TA WATSON 1 | 13.8 | 101 | 1063 | 0 | 0 | 0 | 0 | 0 | 0 | 0.03241 | 0.03292 | 0.03132 | 0.03132 | 0.03133 |  | 0 | 0 | 0 | 0 | 0
111723 | TA WATSON 2 | 13.8 | 101 | 1063 | 0 | 0 | 0 | 0 | 0 | 0 | 0.03241 | 0.03292 | 0.03132 | 0.03132 | 0.03133 |  | 0 | 0 | 0 | 0 | 0
111728 | POTTER 2 CT | 13.8 | 101 | 1063 | 0 | 0 | 0 | 0 | 0 | 0 | 0.03241 | 0.03292 | 0.03132 | 0.03132 | 0.03133 |  | 0 | 0 | 0 | 0 | 0
111729 | POTTER 2 ST | 13.8 | 101 | 1063 | 0 | 0 | 0 | 0 | 0 | 0 | 0.03241 | 0.03292 | 0.03132 | 0.03132 | 0.03133 |  | 0 | 0 | 0 | 0 | 0
990901 | DFO NG_EDGAR | 115 | 101 | 1020 | 0 | 0 | 0 | 0 | 0 | 0 | 0.03241 | 0.03292 | 0.03132 | 0.03132 | 0.03133 |  | 0 | 0 | 0 | 0 | 0
121841 | NUTMEG_G | 0.42 | 101 | 1653 | 0 | 0 | 0 | 0 | 0 | 0 | 0.03255 | 0.03303 | 0.03133 | 0.03133 | 0.03134 |  | 0 | 0 | 0 | 0 | 0
999993 | SUN_SCITICO | 115 | 101 | 1650 | 0 | 0 | 0 | 0 | 0 | 0 | 0.03255 | 0.03303 | 0.03133 | 0.03133 | 0.03134 |  | 0 | 0 | 0 | 0 | 0
990898 | SUN BAT_CA~1 | 115 | 101 | 1020 | 8.8 | 0 | 8.8 | 8.8 | 0 | 0 | 0.03267 | 0.03318 | 0.03158 | 0.03158 | 0.03159 |  | 0 | 0 | 0 | 0 | 0
996240 | AC_BUCK POND | 115 | 101 | 1330 | 0 | 0 | 0 | 0 | 0 | 0 | 0.03285 | 0.03332 | 0.03162 | 0.03162 | 0.03162 |  | 0 | 0 | 0 | 0 | 0
993109 | SUN_WEST H~1 | 115 | 101 | 1100 | 3.33 | 0 | 13.17 | 3.33 | 0 | 9.84 | 0.03295 | 0.03342 | 0.03175 | 0.03175 | 0.03175 |  | 0 | 0 | 0 | 0 | 0
993014 | SUN_THORND~1 | 115 | 101 | 1100 | 17.42 | 0 | 17.42 | 17.42 | 0 | 0 | 0.03318 | 0.03365 | 0.03199 | 0.03199 | 0.03199 |  | 0 | 0 | 0 | 0 | 0
113389 | SNOW STREET2 | 13.2 | 101 | 1110 | 0 | 0 | 0 | 0 | 0 | 0 | 0.03345 | 0.03393 | 0.03233 | 0.03233 | 0.03233 |  | 0 | 0 | 0 | 0 | 0
113405 | MILLENIUM CT | 16 | 101 | 1110 | 0 | 0 | 0 | 0 | 0 | 0 | 0.03345 | 0.03393 | 0.03233 | 0.03233 | 0.03233 |  | 0 | 0 | 0 | 0 | 0
113406 | MILLENIUM ST | 13.8 | 101 | 1110 | 0 | 0 | 0 | 0 | 0 | 0 | 0.03345 | 0.03393 | 0.03233 | 0.03233 | 0.03233 |  | 0 | 0 | 0 | 0 | 0
993295 | SUN_SNOW S~1 | 115 | 101 | 1110 | 0 | 0 | 0 | 0 | 0 | 0 | 0.03345 | 0.03393 | 0.03233 | 0.03233 | 0.03233 |  | 0 | 0 | 0 | 0 | 0
111028 | FRAMINGHAM | 13.8 | 101 | 1002 | 42.3 | 0 | 42.3 | 42.3 | 0 | 0 | 0.03346 | 0.03395 | 0.03238 | 0.03238 | 0.03239 |  | 0 | 0 | 0 | 0 | 0
111080 | W MEDWAY J4 | 13.8 | 101 | 1023 | 97.4 | 0 | 97.4 | 97.4 | 0 | 0 | 0.03346 | 0.03395 | 0.03238 | 0.03238 | 0.03239 |  | 0 | 0 | 0 | 0 | 0
111081 | W MEDWAY J5 | 13.8 | 101 | 1023 | 97.4 | 0 | 97.4 | 97.4 | 0 | 0 | 0.03346 | 0.03395 | 0.03238 | 0.03238 | 0.03239 |  | 0 | 0 | 0 | 0 | 0
111083 | W MEDWAY J3 | 13.8 | 101 | 1023 | 57.5 | 0 | 57.5 | 57.5 | 0 | 0 | 0.03346 | 0.03395 | 0.03238 | 0.03238 | 0.03239 |  | 0 | 0 | 0 | 0 | 0
993300 | SUN_W CHAR~1 | 115 | 101 | 1110 | 0 | 0 | 0 | 0 | 0 | 0 | 0.03349 | 0.03396 | 0.03236 | 0.03236 | 0.03237 |  | 0 | 0 | 0 | 0 | 0
113128 | WARREN_A | 0.34 | 101 | 1100 | 0 | 0 | 0 | 0 | 0 | 0 | 0.0337 | 0.03417 | 0.03255 | 0.03255 | 0.03256 |  | 0 | 0 | 0 | 0 | 0
113129 | WARREN_B | 0.34 | 101 | 1100 | 0 | 0 | 0 | 0 | 0 | 0 | 0.0337 | 0.03417 | 0.03255 | 0.03255 | 0.03256 |  | 0 | 0 | 0 | 0 | 0
113130 | WARREN_C | 0.36 | 101 | 1100 | 0 | 0 | 0 | 0 | 0 | 0 | 0.0337 | 0.03417 | 0.03255 | 0.03255 | 0.03256 |  | 0 | 0 | 0 | 0 | 0
993004 | SUN_LITL R~1 | 115 | 101 | 1100 | 24.91 | 0 | 24.91 | 24.91 | 0 | 0 | 0.0337 | 0.03417 | 0.03255 | 0.03255 | 0.03256 |  | 0 | 0 | 0 | 0 | 0
114858 | MILFRD MA CT | 13.8 | 101 | 1140 | 109.83 | 0 | 109.83 | 109.83 | 0 | 0 | 0.03382 | 0.03429 | 0.03274 | 0.03274 | 0.03275 |  | 0 | 0 | 0 | 0 | 0
114859 | MILFRD MA ST | 13.8 | 101 | 1140 | 92.17 | 0 | 92.17 | 92.17 | 0 | 0 | 0.03382 | 0.03429 | 0.03274 | 0.03274 | 0.03275 |  | 0 | 0 | 0 | 0 | 0
113073 | PALMER | 23 | 101 | 1100 | 0 | 0 | 0 | 0 | 0 | 0 | 0.03385 | 0.03431 | 0.03269 | 0.03269 | 0.03269 |  | 0 | 0 | 0 | 0 | 0
993012 | SUN_PALMER | 115 | 101 | 1100 | 19.2 | 0 | 19.2 | 19.2 | 0 | 0 | 0.03385 | 0.03431 | 0.03269 | 0.03269 | 0.03269 |  | 0 | 0 | 0 | 0 | 0
113429 | FRENCH_B1 | 0.48 | 101 | 1110 | 0 | 0 | 0 | 0 | 0 | 0 | 0.03447 | 0.03493 | 0.03337 | 0.03337 | 0.03338 |  | 0 | 0 | 0 | 0 | 0
113431 | FRENCH_A1 | 0.48 | 101 | 1110 | 0 | 0 | 0 | 0 | 0 | 0 | 0.03447 | 0.03493 | 0.03337 | 0.03337 | 0.03338 |  | 0 | 0 | 0 | 0 | 0
113432 | FRENCH_A2 | 0.48 | 101 | 1110 | 0 | 0 | 0 | 0 | 0 | 0 | 0.03447 | 0.03493 | 0.03337 | 0.03337 | 0.03338 |  | 0 | 0 | 0 | 0 | 0
993287 | SUN_NORTH ~1 | 115 | 101 | 1110 | 0 | 0 | 0 | 0 | 0 | 0 | 0.03447 | 0.03493 | 0.03337 | 0.03337 | 0.03338 |  | 0 | 0 | 0 | 0 | 0
111009 | MBTA | 14.4 | 101 | 1002 | 47 | 0 | 47 | 47 | 0 | 0 | 0.03481 | 0.03526 | 0.03374 | 0.03374 | 0.03375 |  | 0 | 0 | 0 | 0 | 0
110985 | MATEP 3 | 13.8 | 101 | 1004 | 19.35 | 0 | 19.35 | 19.35 | 0 | 0 | 0.03488 | 0.03533 | 0.03381 | 0.03381 | 0.03382 |  | 0 | 0 | 0 | 0 | 0
990926 | BAT_ELECTR~1 | 115 | 101 | 1000 | 267.51 | 0 | 326.37 | 267.51 | 0 | 58.86 | 0.03492 | 0.03537 | 0.03385 | 0.03385 | 0.03386 |  | 0 | 0 | 0 | 0 | 0
110983 | MATEP_DIESEL | 13.8 | 101 | 1004 | 19.35 | 0 | 19.35 | 19.35 | 0 | 0 | 0.03493 | 0.03538 | 0.03387 | 0.03387 | 0.03388 |  | 0 | 0 | 0 | 0 | 0
110984 | MATEP_CC | 13.8 | 101 | 1004 | 57.1 | 0 | 57.1 | 57.1 | 0 | 0 | 0.03493 | 0.03538 | 0.03387 | 0.03387 | 0.03388 |  | 0 | 0 | 0 | 0 | 0
111124 | KENDALL JET | 13.8 | 101 | 1014 | 18 | 0 | 18 | 18 | 0 | 0 | 0.03504 | 0.03549 | 0.03398 | 0.03398 | 0.03399 |  | 0 | 0 | 0 | 0 | 0
111125 | PUTNAM 2 | 13.8 | 101 | 1012 | 0 | 0 | 0 | 0 | 0 | 0 | 0.03507 | 0.03552 | 0.03401 | 0.03401 | 0.03402 |  | 0 | 0 | 0 | 0 | 0
990819 | BAT_CHELSE~1 | 115 | 101 | 1000 | 351.9 | 0 | 351.9 | 351.9 | 0 | 0 | 0.03508 | 0.03552 | 0.03402 | 0.03402 | 0.03402 |  | 0 | 0 | 0 | 0 | 0
111123 | KENDALL ST B | 13.8 | 101 | 1013 | 27.75 | 0 | 27.75 | 27.75 | 0 | 0 | 0.03517 | 0.03562 | 0.03412 | 0.03412 | 0.03412 |  | 0 | 0 | 0 | 0 | 0
111126 | KENDALL CT | 18 | 101 | 1013 | 170 | 0 | 170 | 170 | 0 | 0 | 0.03517 | 0.03562 | 0.03412 | 0.03412 | 0.03412 |  | 0 | 0 | 0 | 0 | 0
111127 | E CAMBRIDGE | 13.8 | 101 | 1012 | 0 | 0 | 0 | 0 | 0 | 0 | 0.03517 | 0.03562 | 0.03412 | 0.03412 | 0.03412 |  | 0 | 0 | 0 | 0 | 0
991103 | NG_PUTNAM 36 | 115 | 101 | 1010 | 43 | 0 | 43 | 43 | 0 | 0 | 0.03517 | 0.03562 | 0.03412 | 0.03412 | 0.03412 |  | 0 | 0 | 0 | 0 | 0
991104 | DFO NG_KEN~1 | 115 | 101 | 1010 | 30 | 0 | 30 | 30 | 0 | 0 | 0.03517 | 0.03562 | 0.03412 | 0.03412 | 0.03412 |  | 0 | 0 | 0 | 0 | 0
990804 | SUN BAT_BU~1 | 115 | 101 | 1000 | 5.5 | 0 | 5.5 | 5.5 | 0 | 0 | 0.03524 | 0.03568 | 0.03418 | 0.03418 | 0.03419 |  | 0 | 0 | 0 | 0 | 0
114470 | GE RIVER R&T | 13.8 | 101 | 1130 | 1.14 | 0 | 1.14 | 1.14 | 0 | 0 | 0.03533 | 0.03578 | 0.03428 | 0.03428 | 0.03429 |  | 0 | 0 | 0 | 0 | 0
114474 | GE RIVER S&U | 13.8 | 101 | 1130 | 1.14 | 0 | 1.14 | 1.14 | 0 | 0 | 0.03533 | 0.03578 | 0.03428 | 0.03428 | 0.03429 |  | 0 | 0 | 0 | 0 | 0
113926 | CHERRYST DSL | 4.16 | 101 | 1220 | 16.8 | 0 | 16.8 | 16.8 | 0 | 0 | 0.03551 | 0.03595 | 0.03446 | 0.03446 | 0.03446 |  | 0 | 0 | 0 | 0 | 0
114465 | RESCO-SAUGUS | 13.8 | 101 | 1130 | 32.79 | 0 | 32.79 | 32.79 | 0 | 0 | 0.03551 | 0.03595 | 0.03446 | 0.03446 | 0.03446 |  | 0 | 0 | 0 | 0 | 0
993036 | SUN_WILBRA~1 | 69 | 101 | 1100 | 9.7 | 0 | 9.7 | 9.7 | 0 | 0 | 0.03551 | 0.03593 | 0.03438 | 0.03438 | 0.03438 |  | 0 | 0 | 0 | 0 | 0
993047 | SUN_E.LONG~1 | 69 | 101 | 1100 | 8.99 | 0 | 8.99 | 8.99 | 0 | 0 | 0.03551 | 0.03593 | 0.03438 | 0.03438 | 0.03438 |  | 0 | 0 | 0 | 0 | 0
911550 | PH2_DGEN | 345 | 101 | 1120 | 353.9 | 0 | 700 | 353.9 | 0 | 346.1 | 0.0357 | 0.03613 | 0.03464 | 0.03464 | 0.03465 |  | 0 | 0 | 0 | 0 | 0
990759 | BAT_MYSTIC~1 | 345 | 101 | 1000 | 276 | 0 | 276 | 276 | 0 | 0 | 0.0358 | 0.03623 | 0.03475 | 0.03475 | 0.03476 |  | 0 | 0 | 0 | 0 | 0
991802 | BAT_MYSTIC_R | 345 | 101 | 1000 | 507 | 0 | 507 | 507 | 0 | 0 | 0.0358 | 0.03623 | 0.03475 | 0.03475 | 0.03476 |  | 0 | 0 | 0 | 0 | 0
114728 | MARBLEHEAD A | 23 | 101 | 1246 | 2.5 | 0 | 2.5 | 2.5 | 0 | 0 | 0.03613 | 0.03655 | 0.03508 | 0.03508 | 0.03509 |  | 0 | 0 | 0 | 0 | 0
114729 | MARBLEHEAD B | 23 | 101 | 1246 | 2.5 | 0 | 2.5 | 2.5 | 0 | 0 | 0.03613 | 0.03655 | 0.03508 | 0.03508 | 0.03509 |  | 0 | 0 | 0 | 0 | 0
114484 | SALEM 5CT | 18 | 101 | 1130 | 203.25 | 0 | 203.25 | 203.25 | 0 | 0 | 0.03615 | 0.03657 | 0.0351 | 0.0351 | 0.03511 |  | 0 | 0 | 0 | 0 | 0
114485 | SALEM 5ST | 13.8 | 101 | 1130 | 133.75 | 0 | 133.75 | 133.75 | 0 | 0 | 0.03615 | 0.03657 | 0.0351 | 0.0351 | 0.03511 |  | 0 | 0 | 0 | 0 | 0
114487 | SALEM 6CT | 18 | 101 | 1130 | 203.25 | 0 | 203.25 | 203.25 | 0 | 0 | 0.03615 | 0.03657 | 0.0351 | 0.0351 | 0.03511 |  | 0 | 0 | 0 | 0 | 0
114488 | SALEM 6ST | 13.8 | 101 | 1130 | 133.75 | 0 | 133.75 | 133.75 | 0 | 0 | 0.03615 | 0.03657 | 0.0351 | 0.0351 | 0.03511 |  | 0 | 0 | 0 | 0 | 0
113404 | WMI MILLBURY | 13.8 | 101 | 1110 | 40.94 | 0 | 40.94 | 40.94 | 0 | 0 | 0.03619 | 0.03661 | 0.03514 | 0.03514 | 0.03514 |  | 0 | 0 | 0 | 0 | 0
113907 | SHREWSBRY | 69 | 101 | 1214 | 0 | 0 | 0 | 0 | 0 | 0 | 0.03619 | 0.03661 | 0.03514 | 0.03514 | 0.03515 |  | 0 | 0 | 0 | 0 | 0
114713 | WATERS RVRJ1 | 13.8 | 101 | 1242 | 16.44 | 0 | 16.44 | 16.44 | 0 | 0 | 0.03624 | 0.03666 | 0.0352 | 0.0352 | 0.0352 |  | 0 | 0 | 0 | 0 | 0
114714 | WATERS RVRJ2 | 13.8 | 101 | 1242 | 30.79 | 0 | 30.79 | 30.79 | 0 | 0 | 0.03624 | 0.03666 | 0.03519 | 0.03519 | 0.0352 |  | 0 | 0 | 0 | 0 | 0
114716 | MMWEC WR | 13.8 | 101 | 1242 | 57.97 | 0 | 57.97 | 57.97 | 0 | 0 | 0.03624 | 0.03666 | 0.03519 | 0.03519 | 0.0352 |  | 0 | 0 | 0 | 0 | 0
994421 | DFO NG_WAT~1 | 115 | 101 | 1130 | 61.85 | 0 | 61.85 | 61.85 | 0 | 0 | 0.03624 | 0.03666 | 0.0352 | 0.0352 | 0.0352 |  | 0 | 0 | 0 | 0 | 0
993997 | DFO NG_MID~1 | 115 | 101 | 1120 | 23 | 0 | 23 | 23 | 0 | 0 | 0.03648 | 0.0369 | 0.03544 | 0.03544 | 0.03544 |  | 0 | 0 | 0 | 0 | 0
993969 | BAT_BILERC~1 | 115 | 101 | 1120 | 150 | 0 | 150 | 150 | 0 | 0 | 0.03656 | 0.03697 | 0.03551 | 0.03551 | 0.03552 |  | 0 | 0 | 0 | 0 | 0
114069 | WHLABRATR NA | 13.8 | 101 | 1120 | 40 | 0 | 40 | 40 | 0 | 0 | 0.03672 | 0.03712 | 0.03567 | 0.03567 | 0.03568 |  | 0 | 0 | 0 | 0 | 0
114070 | OGDEN-MARTIN | 13.8 | 101 | 1120 | 41.68 | 0 | 41.68 | 41.68 | 0 | 0 | 0.03672 | 0.03712 | 0.03567 | 0.03567 | 0.03568 |  | 0 | 0 | 0 | 0 | 0
114026 | PERRY ST 3 | 13.8 | 101 | 1120 | 0.64 | 0 | 0.64 | 0.64 | 0 | 0 | 0.03683 | 0.03723 | 0.03579 | 0.03579 | 0.03579 |  | 0 | 0 | 0 | 0 | 0
114047 | LENERGIA CT | 13.8 | 101 | 1120 | 50.43 | 0 | 50.43 | 50.43 | 0 | 0 | 0.03683 | 0.03723 | 0.03579 | 0.03579 | 0.03579 |  | 0 | 0 | 0 | 0 | 0
114048 | LENERGIA ST | 13.8 | 101 | 1120 | 23.57 | 0 | 23.57 | 23.57 | 0 | 0 | 0.03683 | 0.03723 | 0.03579 | 0.03579 | 0.03579 |  | 0 | 0 | 0 | 0 | 0
114085 | BOOT HYD G1 | 4.16 | 101 | 1120 | 9 | 0 | 9 | 9 | 0 | 0 | 0.03683 | 0.03723 | 0.03579 | 0.03579 | 0.03579 |  | 0 | 0 | 0 | 0 | 0
114086 | BOOT HYD G2 | 4.16 | 101 | 1120 | 9 | 0 | 9 | 9 | 0 | 0 | 0.03683 | 0.03723 | 0.03579 | 0.03579 | 0.03579 |  | 0 | 0 | 0 | 0 | 0
113341 | OAKDALE_A53 | 69 | 101 | 1110 | 0 | 0 | 0 | 0 | 0 | 0 | 0.03684 | 0.03725 | 0.0358 | 0.0358 | 0.03581 |  | 0 | 0 | 0 | 0 | 0
114067 | LAWRENCE HYD | 4.16 | 101 | 1120 | 9.4 | 0 | 9.4 | 9.4 | 0 | 0 | 0.03689 | 0.03729 | 0.03585 | 0.03585 | 0.03586 |  | 0 | 0 | 0 | 0 | 0
993328 | SUN_EAST W~1 | 69 | 101 | 1110 | 9.93 | 0 | 9.93 | 9.93 | 0 | 0 | 0.03703 | 0.03743 | 0.03599 | 0.03599 | 0.036 |  | 0 | 0 | 0 | 0 | 0
105568 | SEABROOK_G1 | 25 | 101 | 603 | 1309.28 | 0 | 1309.28 | 1309.28 | 0 | 0 | 0.03738 | 0.03777 | 0.03634 | 0.03634 | 0.03635 |  | 0 | 0 | 0 | 0 | 0
105464 | NEWINGTON_G1 | 24 | 101 | 603 | 407.5 | 0 | 407.5 | 407.5 | 0 | 0 | 0.0376 | 0.03798 | 0.03657 | 0.03657 | 0.03657 |  | 0 | 0 | 0 | 0 | 0
105476 | NEWINGTON_C1 | 18 | 101 | 603 | 175.28 | 0 | 175.28 | 175.28 | 0 | 0 | 0.0376 | 0.03798 | 0.03657 | 0.03657 | 0.03657 |  | 0 | 0 | 0 | 0 | 0
105477 | NEWINGTON_C2 | 18 | 101 | 603 | 175.28 | 0 | 175.28 | 175.28 | 0 | 0 | 0.0376 | 0.03798 | 0.03657 | 0.03657 | 0.03657 |  | 0 | 0 | 0 | 0 | 0
105478 | NEWINGTON_S1 | 18 | 101 | 603 | 208.95 | 0 | 208.95 | 208.95 | 0 | 0 | 0.0376 | 0.03798 | 0.03657 | 0.03657 | 0.03657 |  | 0 | 0 | 0 | 0 | 0
106057 | GRANITE RDG2 | 16 | 101 | 400 | 223.08 | 0 | 223.08 | 223.08 | 0 | 0 | 0.03777 | 0.03815 | 0.03674 | 0.03674 | 0.03674 |  | 0 | 0 | 0 | 0 | 0
100367 | YARMOUTH #3 | 14.4 | 101 | 113 | 116 | 0 | 116 | 116 | 0 | 0 | 0.0378 | 0.03818 | 0.03677 | 0.03677 | 0.03678 |  | 0 | 0 | 0 | 0 | 0
100368 | YARMOUTH #4 | 22 | 101 | 113 | 0 | 0 | 0 | 0 | 0 | 0 | 0.0378 | 0.03819 | 0.03678 | 0.03678 | 0.03678 |  | 0 | 0 | 0 | 0 | 0
100386 | WESTBROOK C1 | 18 | 101 | 113 | 174.71 | 0 | 174.71 | 174.71 | 0 | 0 | 0.0378 | 0.03818 | 0.03677 | 0.03677 | 0.03678 |  | 0 | 0 | 0 | 0 | 0
100387 | WESTBROOK C2 | 18 | 101 | 113 | 174.71 | 0 | 174.71 | 174.71 | 0 | 0 | 0.0378 | 0.03818 | 0.03677 | 0.03677 | 0.03678 |  | 0 | 0 | 0 | 0 | 0
100388 | WESTBROOK ST | 18 | 101 | 113 | 180.58 | 0 | 180.58 | 180.58 | 0 | 0 | 0.0378 | 0.03818 | 0.03677 | 0.03677 | 0.03678 |  | 0 | 0 | 0 | 0 | 0
100418 | SAPPI WBRK 9 | 13.8 | 101 | 112 | 32.12 | 0 | 32.12 | 32.12 | 0 | 0 | 0.0378 | 0.03819 | 0.03678 | 0.03678 | 0.03678 |  | 0 | 0 | 0 | 0 | 0
100419 | SAPPI WBRK10 | 13.8 | 101 | 112 | 10.95 | 0 | 10.95 | 10.95 | 0 | 0 | 0.0378 | 0.03819 | 0.03678 | 0.03678 | 0.03678 |  | 0 | 0 | 0 | 0 | 0
100464 | ECO ME PTRR | 13.2 | 101 | 114 | 0 | 0 | 0 | 0 | 0 | 0 | 0.0378 | 0.03819 | 0.03678 | 0.03678 | 0.03678 |  | 0 | 0 | 0 | 0 | 0
100465 | CAPE GT 4 | 13.2 | 101 | 113 | 0 | 0 | 0 | 0 | 0 | 0 | 0.0378 | 0.03818 | 0.03677 | 0.03677 | 0.03678 |  | 0 | 0 | 0 | 0 | 0
100466 | CAPE GT 5 | 13.2 | 101 | 113 | 0 | 0 | 0 | 0 | 0 | 0 | 0.0378 | 0.03818 | 0.03677 | 0.03677 | 0.03678 |  | 0 | 0 | 0 | 0 | 0
100492 | CASCO BATT | 0.53 | 101 | 113 | 0 | 0 | 0 | 0 | 0 | 0 | 0.0378 | 0.03818 | 0.03677 | 0.03677 | 0.03678 |  | 0 | 0 | 0 | 0 | 0
100351 | KIBBY STRNG1 | 1 | 101 | 144 | 6.03 | 0 | 6.03 | 6.03 | 0 | 0 | 0.03781 | 0.03819 | 0.03678 | 0.03678 | 0.03679 |  | 0 | 0 | 0 | 0 | 0
100352 | KIBBY STRNG2 | 1 | 101 | 144 | 0 | 0 | 0 | 0 | 0 | 0 | 0.03781 | 0.03819 | 0.03678 | 0.03678 | 0.03679 |  | 0 | 0 | 0 | 0 | 0
100353 | KIBBY STRNG3 | 1 | 101 | 144 | 6.03 | 0 | 6.03 | 6.03 | 0 | 0 | 0.03781 | 0.03819 | 0.03678 | 0.03678 | 0.03679 |  | 0 | 0 | 0 | 0 | 0
100354 | KIBBY STRNG4 | 1 | 101 | 144 | 4.17 | 0 | 4.17 | 4.17 | 0 | 0 | 0.03781 | 0.03819 | 0.03678 | 0.03678 | 0.03679 |  | 0 | 0 | 0 | 0 | 0
100355 | KIBBY W DVAR | 34.5 | 101 | 144 | 0 | 0 | 0 | 0 | 0 | 0 | 0.03781 | 0.03819 | 0.03678 | 0.03678 | 0.03679 |  | 0 | 0 | 0 | 0 | 0
100356 | HARRIS HY T1 | 13.8 | 101 | 113 | 17 | 0 | 17 | 17 | 0 | 0 | 0.03781 | 0.03819 | 0.03678 | 0.03678 | 0.03679 |  | 0 | 0 | 0 | 0 | 0
100357 | HARRIS HY T2 | 13.8 | 101 | 113 | 0 | 0 | 0 | 0 | 0 | 0 | 0.03781 | 0.03819 | 0.03678 | 0.03678 | 0.03679 |  | 0 | 0 | 0 | 0 | 0
100358 | HARRIS HY T3 | 13.8 | 101 | 113 | 0 | 0 | 0 | 0 | 0 | 0 | 0.03781 | 0.03819 | 0.03678 | 0.03678 | 0.03679 |  | 0 | 0 | 0 | 0 | 0
100359 | VERJAY RILEY | 2.4 | 101 | 114 | 6.6 | 0 | 6.6 | 6.6 | 0 | 0 | 0.03781 | 0.03819 | 0.03678 | 0.03678 | 0.03678 |  | 0 | 0 | 0 | 0 | 0
100360 | WYMAN HYD#1 | 13.8 | 101 | 113 | 29.01 | 0 | 29.01 | 29.01 | 0 | 0 | 0.03781 | 0.03819 | 0.03678 | 0.03678 | 0.03679 |  | 0 | 0 | 0 | 0 | 0
100361 | WYMAN HYD#2 | 13.8 | 101 | 113 | 29.9 | 0 | 29.9 | 29.9 | 0 | 0 | 0.03781 | 0.03819 | 0.03678 | 0.03678 | 0.03679 |  | 0 | 0 | 0 | 0 | 0
100362 | WYMAN HYD#3 | 13.8 | 101 | 113 | 0 | 0 | 0 | 0 | 0 | 0 | 0.03781 | 0.03819 | 0.03678 | 0.03678 | 0.03679 |  | 0 | 0 | 0 | 0 | 0
100363 | WILLIAMS #1 | 6.9 | 101 | 113 | 8.22 | 0 | 8.22 | 8.22 | 0 | 0 | 0.03781 | 0.03819 | 0.03678 | 0.03678 | 0.03679 |  | 0 | 0 | 0 | 0 | 0
100364 | WILLIAMS #2 | 6.9 | 101 | 113 | 0 | 0 | 0 | 0 | 0 | 0 | 0.03781 | 0.03819 | 0.03678 | 0.03678 | 0.03679 |  | 0 | 0 | 0 | 0 | 0
100370 | AEI LIVERMRE | 13.8 | 101 | 113 | 35.3 | 0 | 35.3 | 35.3 | 0 | 0 | 0.03781 | 0.03819 | 0.03678 | 0.03678 | 0.03678 |  | 0 | 0 | 0 | 0 | 0
100372 | SEA STRATTON | 13.8 | 101 | 113 | 0 | 0 | 0 | 0 | 0 | 0 | 0.03781 | 0.03819 | 0.03678 | 0.03678 | 0.03679 |  | 0 | 0 | 0 | 0 | 0
100377 | VERSOCOGEN#1 | 13.8 | 101 | 113 | 0 | 0 | 0 | 0 | 0 | 0 | 0.03781 | 0.03819 | 0.03678 | 0.03678 | 0.03678 |  | 0 | 0 | 0 | 0 | 0
100378 | VERSOCOGEN#2 | 13.8 | 101 | 113 | 44.64 | 0 | 45.17 | 44.64 | 0 | 0.53 | 0.03781 | 0.03819 | 0.03678 | 0.03678 | 0.03678 |  | 0 | 0 | 0 | 0 | 0
100379 | VERSOCOGEN#3 | 13.8 | 101 | 113 | 44.1 | 0 | 44.1 | 44.1 | 0 | 0 | 0.03781 | 0.03819 | 0.03678 | 0.03678 | 0.03678 |  | 0 | 0 | 0 | 0 | 0
100381 | RUMFORD PA C | 18 | 101 | 113 | 160.06 | 0 | 160.06 | 160.06 | 0 | 0 | 0.03781 | 0.03819 | 0.03678 | 0.03678 | 0.03678 |  | 0 | 0 | 0 | 0 | 0
100382 | RUMFORD PA S | 13.8 | 101 | 113 | 84.88 | 0 | 84.88 | 84.88 | 0 | 0 | 0.03781 | 0.03819 | 0.03678 | 0.03678 | 0.03678 |  | 0 | 0 | 0 | 0 | 0
100389 | BUCKSPORT G4 | 18 | 101 | 113 | 160.3 | 0 | 160.3 | 160.3 | 0 | 0 | 0.03781 | 0.03819 | 0.03678 | 0.03678 | 0.03679 |  | 0 | 0 | 0 | 0 | 0
100398 | RUMF FLS LH1 | 11.5 | 101 | 114 | 6.77 | 0 | 6.77 | 6.77 | 0 | 0 | 0.03781 | 0.03819 | 0.03678 | 0.03678 | 0.03678 |  | 0 | 0 | 0 | 0 | 0
100399 | RUMF FLS LH2 | 11.5 | 101 | 114 | 6.77 | 0 | 6.77 | 6.77 | 0 | 0 | 0.03781 | 0.03819 | 0.03678 | 0.03678 | 0.03678 |  | 0 | 0 | 0 | 0 | 0
100410 | HYD KENNEBEC | 4.16 | 101 | 113 | 7.83 | 0 | 7.83 | 7.83 | 0 | 0 | 0.03781 | 0.03819 | 0.03678 | 0.03678 | 0.03679 |  | 0 | 0 | 0 | 0 | 0
100411 | RUMF FLS UH4 | 4.16 | 101 | 114 | 0 | 0 | 0 | 0 | 0 | 0 | 0.03781 | 0.03819 | 0.03678 | 0.03678 | 0.03678 |  | 0 | 0 | 0 | 0 | 0
100412 | RUMF FLS UH2 | 11.5 | 101 | 114 | 15.45 | 0 | 15.45 | 15.45 | 0 | 0 | 0.03781 | 0.03819 | 0.03678 | 0.03678 | 0.03678 |  | 0 | 0 | 0 | 0 | 0
100413 | RUMF FLS UH1 | 11.5 | 101 | 114 | 7.2 | 0 | 7.2 | 7.2 | 0 | 0 | 0.03781 | 0.03819 | 0.03678 | 0.03678 | 0.03678 |  | 0 | 0 | 0 | 0 | 0
100416 | NEWPAGE BUS3 | 13.8 | 101 | 112 | 10 | 0 | 10 | 10 | 0 | 0 | 0.03781 | 0.03819 | 0.03678 | 0.03678 | 0.03678 |  | 0 | 0 | 0 | 0 | 0
100420 | VERSO JAY A | 13.8 | 101 | 112 | 34.5 | 0 | 34.5 | 34.5 | 0 | 0 | 0.03781 | 0.03819 | 0.03678 | 0.03678 | 0.03678 |  | 0 | 0 | 0 | 0 | 0
100421 | VERSO JAY B | 13.8 | 101 | 112 | 34.5 | 0 | 34.5 | 34.5 | 0 | 0 | 0.03781 | 0.03819 | 0.03678 | 0.03678 | 0.03678 |  | 0 | 0 | 0 | 0 | 0
100422 | SAPPI SMSTG1 | 13.8 | 101 | 114 | 0 | 0 | 0 | 0 | 0 | 0 | 0.03781 | 0.03819 | 0.03678 | 0.03678 | 0.03679 |  | 0 | 0 | 0 | 0 | 0
100423 | SAPPI SMSTG2 | 13.8 | 101 | 114 | 60 | 0 | 60 | 60 | 0 | 0 | 0.03781 | 0.03819 | 0.03678 | 0.03678 | 0.03679 |  | 0 | 0 | 0 | 0 | 0
100425 | NEWPAGE COGN | 13.8 | 101 | 113 | 119 | 1 | 119 | 119 | 0 | 0 | 0.03781 | 0.03819 | 0.03678 | 0.03678 | 0.03678 |  | 0 | 0 | 0 | 0 | 0
100427 | VERJAY LVRHY | 2.3 | 101 | 114 | 6 | 0 | 6 | 6 | 0 | 0 | 0.03781 | 0.03819 | 0.03678 | 0.03678 | 0.03678 |  | 0 | 0 | 0 | 0 | 0
100428 | VERJAY JAYHY | 4.16 | 101 | 114 | 3 | 0 | 3 | 3 | 0 | 0 | 0.03781 | 0.03819 | 0.03678 | 0.03678 | 0.03678 |  | 0 | 0 | 0 | 0 | 0
100431 | VERJAY OTIS | 4.16 | 101 | 114 | 10.4 | 0 | 10.4 | 10.4 | 0 | 0 | 0.03781 | 0.03819 | 0.03678 | 0.03678 | 0.03678 |  | 0 | 0 | 0 | 0 | 0
100432 | VERSO JAY C | 13.8 | 101 | 112 | 39.6 | 0 | 39.6 | 39.6 | 0 | 0 | 0.03781 | 0.03819 | 0.03678 | 0.03678 | 0.03678 |  | 0 | 0 | 0 | 0 | 0
100448 | BONNY EAGLE | 2.4 | 101 | 114 | 0 | 0 | 0 | 0 | 0 | 0 | 0.03781 | 0.03819 | 0.03678 | 0.03678 | 0.03678 |  | 0 | 0 | 0 | 0 | 0
100449 | HIRAM HYDRO | 2.4 | 101 | 114 | 11.6 | 0 | 11.6 | 11.6 | 0 | 0 | 0.03781 | 0.03819 | 0.03678 | 0.03678 | 0.03678 |  | 0 | 0 | 0 | 0 | 0
100450 | ATHENS | 13.8 | 101 | 112 | 0 | 0 | 0 | 0 | 0 | 0 | 0.03781 | 0.03819 | 0.03678 | 0.03678 | 0.03679 |  | 0 | 0 | 0 | 0 | 0
100460 | MONTY HYDRO | 12 | 101 | 114 | 28 | 0 | 28 | 28 | 0 | 0 | 0.03781 | 0.03819 | 0.03678 | 0.03678 | 0.03678 |  | 0 | 0 | 0 | 0 | 0
100461 | HARRIS HYD4 | 2.4 | 101 | 114 | 0 | 0 | 0 | 0 | 0 | 0 | 0.03781 | 0.03819 | 0.03678 | 0.03678 | 0.03679 |  | 0 | 0 | 0 | 0 | 0
100462 | DEER RIPS | 13.2 | 101 | 114 | 9.2 | 0 | 9.2 | 9.2 | 0 | 0 | 0.03781 | 0.03819 | 0.03678 | 0.03678 | 0.03678 |  | 0 | 0 | 0 | 0 | 0
100463 | SKELTON HYD2 | 6.9 | 101 | 114 | 0 | 0 | 0 | 0 | 0 | 0 | 0.03781 | 0.03819 | 0.03678 | 0.03678 | 0.03678 |  | 0 | 0 | 0 | 0 | 0
100468 | WESTON HYDRO | 7.2 | 101 | 114 | 0 | 0 | 0 | 0 | 0 | 0 | 0.03781 | 0.03819 | 0.03678 | 0.03678 | 0.03679 |  | 0 | 0 | 0 | 0 | 0
100469 | MILLER HYDRO | 4.16 | 101 | 114 | 19.4 | 0 | 19.4 | 19.4 | 0 | 0 | 0.03781 | 0.03819 | 0.03678 | 0.03678 | 0.03678 |  | 0 | 0 | 0 | 0 | 0
100470 | PEJEPSCOT | 4.16 | 101 | 114 | 10.21 | 0 | 10.21 | 10.21 | 0 | 0 | 0.03781 | 0.03819 | 0.03678 | 0.03678 | 0.03678 |  | 0 | 0 | 0 | 0 | 0
100471 | BRUNSWICK | 13.2 | 101 | 114 | 20.2 | 0 | 20.2 | 20.2 | 0 | 0 | 0.03781 | 0.03819 | 0.03678 | 0.03678 | 0.03678 |  | 0 | 0 | 0 | 0 | 0
100473 | SKELTON HYD1 | 6.9 | 101 | 114 | 0 | 0 | 0 | 0 | 0 | 0 | 0.03781 | 0.03819 | 0.03678 | 0.03678 | 0.03678 |  | 0 | 0 | 0 | 0 | 0
100474 | CATRACT EAST | 11.5 | 101 | 114 | 8.9 | 0 | 8.9 | 8.9 | 0 | 0 | 0.03781 | 0.03819 | 0.03678 | 0.03678 | 0.03678 |  | 0 | 0 | 0 | 0 | 0
100475 | NORTH GORHAM | 13.2 | 101 | 114 | 0 | 0 | 0 | 0 | 0 | 0 | 0.03781 | 0.03819 | 0.03678 | 0.03678 | 0.03678 |  | 0 | 0 | 0 | 0 | 0
100476 | BAR MILLS HY | 2.4 | 101 | 114 | 0 | 0 | 0 | 0 | 0 | 0 | 0.03781 | 0.03819 | 0.03678 | 0.03678 | 0.03678 |  | 0 | 0 | 0 | 0 | 0
100477 | SHAWMUT G1-3 | 2.4 | 101 | 114 | 0 | 0 | 0 | 0 | 0 | 0 | 0.03781 | 0.03819 | 0.03678 | 0.03678 | 0.03679 |  | 0 | 0 | 0 | 0 | 0
100478 | SHAWMUT G4-6 | 2.4 | 101 | 114 | 0 | 0 | 0 | 0 | 0 | 0 | 0.03781 | 0.03819 | 0.03678 | 0.03678 | 0.03679 |  | 0 | 0 | 0 | 0 | 0
100479 | LOCKWOOD HYD | 4 | 101 | 114 | 0 | 0 | 0 | 0 | 0 | 0 | 0.03781 | 0.03819 | 0.03678 | 0.03678 | 0.03679 |  | 0 | 0 | 0 | 0 | 0
100480 | SHAWMUT G7-8 | 4 | 101 | 114 | 0 | 0 | 0 | 0 | 0 | 0 | 0.03781 | 0.03819 | 0.03678 | 0.03678 | 0.03679 |  | 0 | 0 | 0 | 0 | 0
100481 | W BUXTON HYD | 2.3 | 101 | 114 | 0 | 0 | 0 | 0 | 0 | 0 | 0.03781 | 0.03819 | 0.03678 | 0.03678 | 0.03678 |  | 0 | 0 | 0 | 0 | 0
100483 | AZISCOHOS HY | 4.16 | 101 | 114 | 6.8 | 0 | 6.8 | 6.8 | 0 | 0 | 0.03781 | 0.03819 | 0.03678 | 0.03678 | 0.03678 |  | 0 | 0 | 0 | 0 | 0
100485 | GULF ISL G1 | 13.2 | 101 | 114 | 6.14 | 0 | 6.14 | 6.14 | 0 | 0 | 0.03781 | 0.03819 | 0.03678 | 0.03678 | 0.03678 |  | 0 | 0 | 0 | 0 | 0
100486 | GULF ISL G2 | 13.2 | 101 | 114 | 0 | 0 | 0 | 0 | 0 | 0 | 0.03781 | 0.03819 | 0.03678 | 0.03678 | 0.03678 |  | 0 | 0 | 0 | 0 | 0
100487 | GULF ISL G3 | 13.2 | 101 | 114 | 0 | 0 | 0 | 0 | 0 | 0 | 0.03781 | 0.03819 | 0.03678 | 0.03678 | 0.03678 |  | 0 | 0 | 0 | 0 | 0
100562 | ROXWIND_WTG | 0.69 | 101 | 114 | 0 | 0 | 0 | 0 | 0 | 0 | 0.03781 | 0.03819 | 0.03678 | 0.03678 | 0.03678 |  | 0 | 0 | 0 | 0 | 0
100688 | MADP ANSONHY | 4.16 | 101 | 134 | 7.01 | 0 | 7.01 | 7.01 | 0 | 0 | 0.03781 | 0.03819 | 0.03678 | 0.03678 | 0.03679 |  | 0 | 0 | 0 | 0 | 0
100689 | MADP ABNKI 5 | 4.16 | 101 | 134 | 0 | 0 | 0 | 0 | 0 | 0 | 0.03781 | 0.03819 | 0.03678 | 0.03678 | 0.03679 |  | 0 | 0 | 0 | 0 | 0
100690 | MADP ABNKI 6 | 4.2 | 101 | 134 | 0 | 0 | 0 | 0 | 0 | 0 | 0.03781 | 0.03819 | 0.03678 | 0.03678 | 0.03679 |  | 0 | 0 | 0 | 0 | 0
100707 | RCRDHL STR1 | 0.69 | 101 | 114 | 6.8 | 0 | 6.8 | 6.8 | 0 | 0 | 0.03781 | 0.03819 | 0.03678 | 0.03678 | 0.03678 |  | 0 | 0 | 0 | 0 | 0
100708 | RCRDHL STR2 | 0.69 | 101 | 114 | 6.8 | 0 | 6.8 | 6.8 | 0 | 0 | 0.03781 | 0.03819 | 0.03678 | 0.03678 | 0.03678 |  | 0 | 0 | 0 | 0 | 0
100716 | CANTON | 6 | 101 | 114 | 0 | 0 | 0 | 0 | 0 | 0 | 0.03781 | 0.03819 | 0.03678 | 0.03678 | 0.03678 |  | 0 | 0 | 0 | 0 | 0
100721 | SPRUCEMT WND | 0.69 | 101 | 114 | 0 | 0 | 0 | 0 | 0 | 0 | 0.03781 | 0.03819 | 0.03678 | 0.03678 | 0.03678 |  | 0 | 0 | 0 | 0 | 0
100724 | SADLBCK_G | 6 | 101 | 114 | 3.75 | 0 | 3.75 | 3.75 | 0 | 0 | 0.03781 | 0.03819 | 0.03678 | 0.03678 | 0.03678 |  | 0 | 0 | 0 | 0 | 0
100735 | BINGHAM G1 | 0.65 | 101 | 113 | 0 | 0 | 0 | 0 | 0 | 0 | 0.03781 | 0.03819 | 0.03678 | 0.03678 | 0.03679 |  | 0 | 0 | 0 | 0 | 0
100736 | BINGHAM G2 | 0.65 | 101 | 113 | 4.98 | 0 | 4.98 | 4.98 | 0 | 0 | 0.03781 | 0.03819 | 0.03678 | 0.03678 | 0.03679 |  | 0 | 0 | 0 | 0 | 0
100737 | BINGHAM G3 | 0.65 | 101 | 113 | 6.09 | 0 | 6.09 | 6.09 | 0 | 0 | 0.03781 | 0.03819 | 0.03678 | 0.03678 | 0.03679 |  | 0 | 0 | 0 | 0 | 0
100738 | BINGHAM G4 | 0.65 | 101 | 113 | 5.53 | 0 | 5.53 | 5.53 | 0 | 0 | 0.03781 | 0.03819 | 0.03678 | 0.03678 | 0.03679 |  | 0 | 0 | 0 | 0 | 0
100739 | BINGHAM G5 | 0.65 | 101 | 113 | 8.3 | 0 | 8.3 | 8.3 | 0 | 0 | 0.03781 | 0.03819 | 0.03678 | 0.03678 | 0.03679 |  | 0 | 0 | 0 | 0 | 0
100749 | BINGHAM S1 | 12.5 | 101 | 113 | 0 | 0 | 0 | 0 | 0 | 0 | 0.03781 | 0.03819 | 0.03678 | 0.03678 | 0.03679 |  | 0 | 0 | 0 | 0 | 0
100758 | SANFORD G1 | 0.6 | 101 | 113 | 0 | 0 | 0 | 0 | 0 | 0 | 0.03781 | 0.03819 | 0.03678 | 0.03678 | 0.03679 |  | 0 | 0 | 0 | 0 | 0
100777 | PITTFD_GEN | 0.4 | 101 | 113 | 0 | 0 | 0 | 0 | 0 | 0 | 0.03781 | 0.03819 | 0.03678 | 0.03678 | 0.03679 |  | 0 | 0 | 0 | 0 | 0
100851 | ANDOVER | 12 | 101 | 112 | 0 | 0 | 0 | 0 | 0 | 0 | 0.03781 | 0.03819 | 0.03678 | 0.03678 | 0.03678 |  | 0 | 0 | 0 | 0 | 0
100870 | FRMSLR_AGG | 0.6 | 101 | 113 | 0 | 0 | 0 | 0 | 0 | 0 | 0.03781 | 0.03819 | 0.03678 | 0.03678 | 0.03678 |  | 0 | 0 | 0 | 0 | 0
101062 | RICE RIPS | 34.5 | 101 | 112 | 0 | 0 | 0 | 0 | 0 | 0 | 0.03781 | 0.03819 | 0.03678 | 0.03678 | 0.03679 |  | 0 | 0 | 0 | 0 | 0
102101 | PITTSFIELD_H | 4 | 101 | 112 | 0 | 0 | 0 | 0 | 0 | 0 | 0.03781 | 0.03819 | 0.03678 | 0.03678 | 0.03679 |  | 0 | 0 | 0 | 0 | 0
102195 | MECH FLS HYD | 34.5 | 101 | 112 | 0 | 0 | 0 | 0 | 0 | 0 | 0.03781 | 0.03819 | 0.03678 | 0.03678 | 0.03678 |  | 0 | 0 | 0 | 0 | 0
103050 | STSN_CL1 AGG | 0.57 | 101 | 363 | 0 | 0 | 0 | 0 | 0 | 0 | 0.03781 | 0.03819 | 0.03678 | 0.03678 | 0.03679 |  | 0 | 0 | 0 | 0 | 0
103051 | STSN_CL2 AGG | 0.57 | 101 | 363 | 0 | 0 | 0 | 0 | 0 | 0 | 0.03781 | 0.03819 | 0.03678 | 0.03678 | 0.03679 |  | 0 | 0 | 0 | 0 | 0
103052 | STSN_CL3 AGG | 0.57 | 101 | 363 | 0 | 0 | 0 | 0 | 0 | 0 | 0.03781 | 0.03819 | 0.03678 | 0.03678 | 0.03679 |  | 0 | 0 | 0 | 0 | 0
103060 | MIS G1 | 18 | 101 | 353 | 0 | 0 | 0 | 0 | 0 | 0 | 0.03781 | 0.03819 | 0.03678 | 0.03678 | 0.03679 |  | 0 | 0 | 0 | 0 | 0
103061 | MIS G2 | 18 | 101 | 353 | 115.24 | 0 | 157.84 | 115.24 | 0 | 42.6 | 0.03781 | 0.03819 | 0.03678 | 0.03678 | 0.03679 |  | 0 | 0 | 0 | 0 | 0
103062 | MIS ST | 18 | 101 | 353 | 176.98 | 0 | 176.98 | 176.98 | 0 | 0 | 0.03781 | 0.03819 | 0.03678 | 0.03678 | 0.03679 |  | 0 | 0 | 0 | 0 | 0
103066 | PERC | 13.8 | 101 | 353 | 21.76 | 0 | 21.76 | 21.76 | 0 | 0 | 0.03781 | 0.03819 | 0.03678 | 0.03678 | 0.03679 |  | 0 | 0 | 0 | 0 | 0
103067 | INDECK 5GT | 12.5 | 101 | 353 | 0 | 0 | 0 | 0 | 0 | 0 | 0.03781 | 0.03819 | 0.03678 | 0.03678 | 0.03679 |  | 0 | 0 | 0 | 0 | 0
103069 | WEST ENFIELD | 13.2 | 101 | 364 | 0 | 0 | 0 | 0 | 0 | 0 | 0.03781 | 0.03819 | 0.03678 | 0.03678 | 0.03679 |  | 0 | 0 | 0 | 0 | 0
103070 | INDECK 6GT | 12.5 | 101 | 384 | 24.5 | 0 | 24.5 | 24.5 | 0 | 0 | 0.03781 | 0.03819 | 0.03678 | 0.03678 | 0.03679 |  | 0 | 0 | 0 | 0 | 0
103076 | PPL MILFORD | 4.16 | 101 | 354 | 0 | 0 | 0 | 0 | 0 | 0 | 0.03781 | 0.03819 | 0.03678 | 0.03678 | 0.03679 |  | 0 | 0 | 0 | 0 | 0
103077 | OT MILL_ST | 4.16 | 101 | 352 | 0 | 0 | 0 | 0 | 0 | 0 | 0.03781 | 0.03819 | 0.03678 | 0.03678 | 0.03679 |  | 0 | 0 | 0 | 0 | 0
103079 | ELLSWRTH HYD | 2.3 | 101 | 374 | 0 | 0 | 0 | 0 | 0 | 0 | 0.03781 | 0.03819 | 0.03678 | 0.03678 | 0.03679 |  | 0 | 0 | 0 | 0 | 0
103090 | ROLNS C1 AGG | 0.69 | 101 | 364 | 0 | 0 | 0 | 0 | 0 | 0 | 0.03781 | 0.03819 | 0.03678 | 0.03678 | 0.03679 |  | 0 | 0 | 0 | 0 | 0
103093 | ROLNS C2 AGG | 0.69 | 101 | 364 | 0 | 0 | 0 | 0 | 0 | 0 | 0.03781 | 0.03819 | 0.03678 | 0.03678 | 0.03679 |  | 0 | 0 | 0 | 0 | 0
103107 | DOLBY HYDRO8 | 6.9 | 101 | 364 | 3.01 | 0 | 3.01 | 3.01 | 0 | 0 | 0.03781 | 0.03819 | 0.03678 | 0.03678 | 0.03679 |  | 0 | 0 | 0 | 0 | 0
103119 | WELDON HYDRO | 6.9 | 101 | 364 | 18.54 | 0 | 18.54 | 18.54 | 0 | 0 | 0.03781 | 0.03819 | 0.03678 | 0.03678 | 0.03679 |  | 0 | 0 | 0 | 0 | 0
103123 | MILLNKT HY18 | 13.8 | 101 | 364 | 15.76 | 0 | 15.76 | 15.76 | 0 | 0 | 0.03781 | 0.03819 | 0.03678 | 0.03678 | 0.03679 |  | 0 | 0 | 0 | 0 | 0
103124 | MILLNKT HY25 | 6.9 | 101 | 364 | 23.33 | 0 | 23.33 | 23.33 | 0 | 0 | 0.03781 | 0.03819 | 0.03678 | 0.03678 | 0.03679 |  | 0 | 0 | 0 | 0 | 0
103129 | HANCOCK_DVAR | 0.48 | 101 | 381 | 0 | 0 | 0 | 0 | 0 | 0 | 0.03781 | 0.03819 | 0.03678 | 0.03678 | 0.03679 |  | 0 | 0 | 0 | 0 | 0
103131 | EMILLNCKT HY | 6.9 | 101 | 364 | 9.27 | 0 | 9.27 | 9.27 | 0 | 0 | 0.03781 | 0.03819 | 0.03678 | 0.03678 | 0.03679 |  | 0 | 0 | 0 | 0 | 0
103132 | DOLBY HYDRO | 6.9 | 101 | 364 | 14.37 | 0 | 14.37 | 14.37 | 0 | 0 | 0.03781 | 0.03819 | 0.03678 | 0.03678 | 0.03679 |  | 0 | 0 | 0 | 0 | 0
103133 | MCKAY GEN1 | 6.9 | 101 | 363 | 10.43 | 0 | 10.43 | 10.43 | 0 | 0 | 0.03781 | 0.03819 | 0.03678 | 0.03678 | 0.03679 |  | 0 | 0 | 0 | 0 | 0
103134 | MCKAY GEN2 | 6.9 | 101 | 363 | 10.43 | 0 | 10.43 | 10.43 | 0 | 0 | 0.03781 | 0.03819 | 0.03678 | 0.03678 | 0.03679 |  | 0 | 0 | 0 | 0 | 0
103135 | MCKAY GEN3 | 6.9 | 101 | 363 | 11.36 | 0 | 11.36 | 11.36 | 0 | 0 | 0.03781 | 0.03819 | 0.03678 | 0.03678 | 0.03679 |  | 0 | 0 | 0 | 0 | 0
103140 | BULL HIL WND | 0.65 | 101 | 384 | 0 | 0 | 0 | 0 | 0 | 0 | 0.03781 | 0.03819 | 0.03678 | 0.03678 | 0.03679 |  | 0 | 0 | 0 | 0 | 0
103141 | NORTHTWIN HY | 2.3 | 101 | 364 | 9.5 | 0 | 9.5 | 9.5 | 0 | 0 | 0.03781 | 0.03819 | 0.03678 | 0.03678 | 0.03679 |  | 0 | 0 | 0 | 0 | 0
103143 | OAKFIELD_SC | 12.5 | 101 | 364 | 0 | 0 | 0 | 0 | 0 | 0 | 0.03781 | 0.03819 | 0.03678 | 0.03678 | 0.03679 |  | 0 | 0 | 0 | 0 | 0
103147 | OAKFIELD_STR | 0.65 | 101 | 364 | 0 | 0 | 0 | 0 | 0 | 0 | 0.03781 | 0.03819 | 0.03678 | 0.03678 | 0.03679 |  | 0 | 0 | 0 | 0 | 0
103152 | PISG_GEN_EQV | 0.69 | 101 | 353 | 0 | 0 | 0 | 0 | 0 | 0 | 0.03781 | 0.03819 | 0.03678 | 0.03678 | 0.03679 |  | 0 | 0 | 0 | 0 | 0
103166 | PASSADGENAG1 | 0.65 | 101 | 353 | 0 | 0 | 0 | 0 | 0 | 0 | 0.03781 | 0.03819 | 0.03678 | 0.03678 | 0.03679 |  | 0 | 0 | 0 | 0 | 0
103169 | PASSADGENAG2 | 0.65 | 101 | 353 | 0 | 0 | 0 | 0 | 0 | 0 | 0.03781 | 0.03819 | 0.03678 | 0.03678 | 0.03679 |  | 0 | 0 | 0 | 0 | 0
103170 | PASSAD CDVAR | 0.48 | 101 | 353 | 0 | 0 | 0 | 0 | 0 | 0 | 0.03781 | 0.03819 | 0.03678 | 0.03678 | 0.03679 |  | 0 | 0 | 0 | 0 | 0
103173 | HANCOCK_AGC1 | 0.6 | 101 | 384 | 0 | 0 | 0 | 0 | 0 | 0 | 0.03781 | 0.03819 | 0.03678 | 0.03678 | 0.03679 |  | 0 | 0 | 0 | 0 | 0
103174 | HANCOCK_AGC2 | 0.6 | 101 | 384 | 0 | 0 | 0 | 0 | 0 | 0 | 0.03781 | 0.03819 | 0.03678 | 0.03678 | 0.03679 |  | 0 | 0 | 0 | 0 | 0
105257 | SACO VLY_SC1 | 12.5 | 101 | 563 | 0 | 0 | 0 | 0 | 0 | 0 | 0.03781 | 0.03819 | 0.03678 | 0.03678 | 0.03678 |  | 0 | 0 | 0 | 0 | 0
105258 | SACO VLY_SC2 | 12.5 | 101 | 563 | 0 | 0 | 0 | 0 | 0 | 0 | 0.03781 | 0.03819 | 0.03678 | 0.03678 | 0.03678 |  | 0 | 0 | 0 | 0 | 0
911597 | NBNE_CLCOV | 345 | 105 | 15 | 700 | 0 | 700 | 700 | 0 | 0 | 0.03781 | 0.03819 | 0.03678 | 0.03678 | 0.03679 |  | 0 | 0 | 0 | 0 | 0
911600 | QP670-PV | 0.6 | 101 | 110 | 77.1 | 0 | 77.1 | 77.1 | 0 | 0 | 0.03781 | 0.03819 | 0.03678 | 0.03678 | 0.03679 |  | 0 | 0 | 0 | 0 | 0
990180 | SUN_LOVELL | 115 | 101 | 110 | 0 | 0 | 0 | 0 | 0 | 0 | 0.03781 | 0.03819 | 0.03678 | 0.03678 | 0.03678 |  | 0 | 0 | 0 | 0 | 0
992036 | SUN_WARREN | 34.5 | 101 | 112 | 6.93 | 0 | 6.93 | 6.93 | 0 | 0 | 0.03781 | 0.03819 | 0.03678 | 0.03678 | 0.03679 |  | 0 | 0 | 0 | 0 | 0
992221 | SUN_WASHIN~1 | 34.5 | 101 | 112 | 5 | 0 | 5 | 5 | 0 | 0 | 0.03781 | 0.03819 | 0.03678 | 0.03678 | 0.03678 |  | 0 | 0 | 0 | 0 | 0
100484 | SANFORD | 34.5 | 101 | 112 | 0 | 0 | 0 | 0 | 0 | 0 | 0.03782 | 0.0382 | 0.0368 | 0.0368 | 0.0368 |  | 0 | 0 | 0 | 0 | 0
105450 | SCHILLER_G4 | 13.8 | 101 | 603 | 47.5 | 0 | 47.5 | 47.5 | 0 | 0 | 0.03798 | 0.03836 | 0.03696 | 0.03696 | 0.03696 |  | 0 | 0 | 0 | 0 | 0
105451 | SCHILLER_G5 | 13.8 | 101 | 603 | 49.6 | 0 | 49.6 | 49.6 | 0 | 0 | 0.03798 | 0.03836 | 0.03696 | 0.03696 | 0.03696 |  | 0 | 0 | 0 | 0 | 0
105452 | SCHILLER_G6 | 13.8 | 101 | 603 | 48 | 0 | 48 | 48 | 0 | 0 | 0.03798 | 0.03836 | 0.03696 | 0.03696 | 0.03696 |  | 0 | 0 | 0 | 0 | 0
105454 | SCHILLER JET | 13.8 | 101 | 604 | 17.62 | 0 | 17.62 | 17.62 | 0 | 0 | 0.03798 | 0.03836 | 0.03696 | 0.03696 | 0.03696 |  | 0 | 0 | 0 | 0 | 0
106056 | GRANITE RDG1 | 16 | 101 | 400 | 223.08 | 0 | 223.08 | 223.08 | 0 | 0 | 0.03801 | 0.03838 | 0.03698 | 0.03698 | 0.03699 |  | 0 | 0 | 0 | 0 | 0
994704 | SUN_BRENTW~1 | 115 | 101 | 600 | 10 | 0 | 10 | 10 | 0 | 0 | 0.03803 | 0.03841 | 0.03701 | 0.03701 | 0.03701 |  | 0 | 0 | 0 | 0 | 0
105415 | ROCH LANDFIL | 4.16 | 101 | 604 | 4.98 | 0 | 4.98 | 4.98 | 0 | 0 | 0.03805 | 0.03842 | 0.03702 | 0.03702 | 0.03703 |  | 0 | 0 | 0 | 0 | 0
994517 | SUN_EASTPORT | 115 | 101 | 600 | 38 | 0 | 38 | 38 | 0 | 0 | 0.03805 | 0.03842 | 0.03702 | 0.03702 | 0.03703 |  | 0 | 0 | 0 | 0 | 0
105882 | MINES FALLS | 34.5 | 101 | 644 | 0.83 | 0 | 0.83 | 0.83 | 0 | 0 | 0.03822 | 0.03859 | 0.0372 | 0.0372 | 0.0372 |  | 0 | 0 | 0 | 0 | 0
105633 | GRANITE R ST | 16 | 101 | 643 | 231.83 | 0 | 231.83 | 231.83 | 0 | 0 | 0.03827 | 0.03864 | 0.03725 | 0.03725 | 0.03725 |  | 0 | 0 | 0 | 0 | 0
113378 | FITCH RD1 | 13.8 | 101 | 1110 | 0.95 | 0 | 0.95 | 0.95 | 0 | 0 | 0.03878 | 0.03914 | 0.03777 | 0.03777 | 0.03777 |  | 0 | 0 | 0 | 0 | 0
113379 | FITCH RD2 | 13.8 | 101 | 1110 | 0.95 | 0 | 0.95 | 0.95 | 0 | 0 | 0.03878 | 0.03914 | 0.03777 | 0.03777 | 0.03777 |  | 0 | 0 | 0 | 0 | 0
994502 | WND_PINE H~1 | 115 | 101 | 640 | 4.98 | 0 | 4.98 | 4.98 | 0 | 0 | 0.03878 | 0.03914 | 0.03776 | 0.03776 | 0.03777 |  | 0 | 0 | 0 | 0 | 0
995034 | SUN_S-MILF~1 | 115 | 101 | 640 | 16 | 0 | 16 | 16 | 0 | 0 | 0.03891 | 0.03926 | 0.03789 | 0.03789 | 0.0379 |  | 0 | 0 | 0 | 0 | 0
105385 | MERRIMACK_G1 | 14.4 | 101 | 643 | 112.5 | 0 | 112.5 | 112.5 | 0 | 0 | 0.03909 | 0.03944 | 0.03808 | 0.03808 | 0.03808 |  | 0 | 0 | 0 | 0 | 0
105386 | MERRIMACK_G2 | 24 | 101 | 643 | 335.49 | 0 | 335.49 | 335.49 | 0 | 0 | 0.03909 | 0.03944 | 0.03808 | 0.03808 | 0.03808 |  | 0 | 0 | 0 | 0 | 0
105387 | MERRIMACK_CT | 13.8 | 101 | 643 | 35.4 | 0 | 35.4 | 35.4 | 0 | 0 | 0.03909 | 0.03944 | 0.03808 | 0.03808 | 0.03808 |  | 0 | 0 | 0 | 0 | 0
105700 | AMOSKEAG N. | 2.3 | 101 | 644 | 8.75 | 0 | 8.75 | 8.75 | 0 | 0 | 0.03909 | 0.03944 | 0.03808 | 0.03808 | 0.03808 |  | 0 | 0 | 0 | 0 | 0
105701 | AMOSKEAG S. | 2.3 | 101 | 644 | 8.75 | 0 | 8.75 | 8.75 | 0 | 0 | 0.03909 | 0.03944 | 0.03808 | 0.03808 | 0.03808 |  | 0 | 0 | 0 | 0 | 0
105374 | GARVINS HYD | 11 | 101 | 644 | 7.66 | 0 | 7.66 | 7.66 | 0 | 0 | 0.0391 | 0.03946 | 0.03809 | 0.03809 | 0.0381 |  | 0 | 0 | 0 | 0 | 0
105375 | HOOKSET HYD | 11 | 101 | 644 | 7.15 | 0 | 7.15 | 7.15 | 0 | 0 | 0.0391 | 0.03946 | 0.03809 | 0.03809 | 0.0381 |  | 0 | 0 | 0 | 0 | 0
994484 | SUN_GARVINS | 115 | 101 | 640 | 17.5 | 0 | 17.5 | 17.5 | 0 | 0 | 0.0391 | 0.03946 | 0.03809 | 0.03809 | 0.0381 |  | 0 | 0 | 0 | 0 | 0
993039 | SUN_MEADOW~2 | 69 | 101 | 1100 | 8.13 | 0 | 8.13 | 8.13 | 0 | 0 | 0.03965 | 0.03998 | 0.03863 | 0.03863 | 0.03863 |  | 0 | 0 | 0 | 0 | 0
993054 | SUN_MEADOW~1 | 69 | 101 | 1100 | 13.6 | 0 | 13.6 | 13.6 | 0 | 0 | 0.03965 | 0.03998 | 0.03863 | 0.03863 | 0.03863 |  | 0 | 0 | 0 | 0 | 0
105357 | FARMWOOD_SC1 | 12.5 | 101 | 563 | 0 | 0 | 0 | 0 | 0 | 0 | 0.0397 | 0.04004 | 0.0387 | 0.0387 | 0.0387 |  | 0 | 0 | 0 | 0 | 0
105358 | FARMWOOD_SC2 | 12.5 | 101 | 563 | 0 | 0 | 0 | 0 | 0 | 0 | 0.0397 | 0.04004 | 0.0387 | 0.0387 | 0.0387 |  | 0 | 0 | 0 | 0 | 0
105362 | WES CONCORD | 4.16 | 101 | 644 | 13 | 0 | 13 | 13 | 0 | 0 | 0.0397 | 0.04004 | 0.0387 | 0.0387 | 0.0387 |  | 0 | 0 | 0 | 0 | 0
113138 | VUELTA_GEN | 0.38 | 101 | 1100 | 0 | 0 | 0 | 0 | 0 | 0 | 0.0399 | 0.04023 | 0.03888 | 0.03888 | 0.03888 |  | 0 | 0 | 0 | 0 | 0
113139 | OLD_WARDOUR | 0.38 | 101 | 1100 | 2.33 | 0 | 2.38 | 2.33 | 0 | 0.05 | 0.0399 | 0.04023 | 0.03888 | 0.03888 | 0.03888 |  | 0 | 0 | 0 | 0 | 0
113894 | STERLING T2 | 13.8 | 101 | 1210 | 0 | 0 | 0 | 0 | 0 | 0 | 0.04022 | 0.04055 | 0.03923 | 0.03923 | 0.03924 |  | 0 | 0 | 0 | 0 | 0
993037 | SUN_LASHAW~1 | 69 | 101 | 1100 | 18.09 | 0 | 26.15 | 18.09 | 0 | 8.06 | 0.04028 | 0.0406 | 0.03926 | 0.03926 | 0.03926 |  | 0 | 0 | 0 | 0 | 0
105324 | EASTMAN FALS | 2.4 | 101 | 564 | 6.47 | 0 | 6.47 | 6.47 | 0 | 0 | 0.04051 | 0.04082 | 0.03951 | 0.03951 | 0.03951 |  | 0 | 0 | 0 | 0 | 0
105334 | LACONIA | 34.5 | 101 | 562 | 0.89 | 0 | 0.89 | 0.89 | 0 | 0 | 0.04051 | 0.04082 | 0.03951 | 0.03951 | 0.03951 |  | 0 | 0 | 0 | 0 | 0
994418 | SUN_WEBSTER | 115 | 101 | 560 | 19.9 | 0 | 19.9 | 19.9 | 0 | 0 | 0.04051 | 0.04082 | 0.03951 | 0.03951 | 0.03951 |  | 0 | 0 | 0 | 0 | 0
105310 | ALEXANDRIA_G | 13.8 | 101 | 564 | 16.5 | 0 | 16.5 | 16.5 | 0 | 0 | 0.04055 | 0.04087 | 0.03956 | 0.03956 | 0.03956 |  | 0 | 0 | 0 | 0 | 0
105317 | AYERS ISLAND | 2.3 | 101 | 564 | 9.08 | 0 | 9.08 | 9.08 | 0 | 0 | 0.04055 | 0.04087 | 0.03956 | 0.03956 | 0.03956 |  | 0 | 0 | 0 | 0 | 0
105297 | BRIDGEWATER | 13.8 | 101 | 564 | 15.75 | 0 | 15.75 | 15.75 | 0 | 0 | 0.04058 | 0.0409 | 0.03959 | 0.03959 | 0.03959 |  | 0 | 0 | 0 | 0 | 0
105288 | GROTON G1 | 0.69 | 101 | 564 | 4.88 | 0 | 4.88 | 4.88 | 0 | 0 | 0.04061 | 0.04092 | 0.03962 | 0.03962 | 0.03962 |  | 0 | 0 | 0 | 0 | 0
105290 | GROTON G2 | 0.69 | 101 | 564 | 4.88 | 0 | 4.88 | 4.88 | 0 | 0 | 0.04061 | 0.04092 | 0.03962 | 0.03962 | 0.03962 |  | 0 | 0 | 0 | 0 | 0
105291 | GROTON DVAR | 0.48 | 101 | 564 | 0 | 0 | 0 | 0 | 0 | 0 | 0.04061 | 0.04092 | 0.03962 | 0.03962 | 0.03962 |  | 0 | 0 | 0 | 0 | 0
106040 | COMERFORD G1 | 13.8 | 101 | 400 | 32.24 | 0 | 32.24 | 32.24 | 0 | 0 | 0.04061 | 0.04093 | 0.03962 | 0.03962 | 0.03962 |  | 0 | 0 | 0 | 0 | 0
106041 | COMERFORD G2 | 13.8 | 101 | 400 | 44.63 | 0 | 44.63 | 44.63 | 0 | 0 | 0.04061 | 0.04093 | 0.03962 | 0.03962 | 0.03962 |  | 0 | 0 | 0 | 0 | 0
106042 | COMERFORD G3 | 13.8 | 101 | 400 | 44.63 | 0 | 44.63 | 44.63 | 0 | 0 | 0.04061 | 0.04093 | 0.03962 | 0.03962 | 0.03962 |  | 0 | 0 | 0 | 0 | 0
106043 | COMERFORD G4 | 13.8 | 101 | 400 | 44.63 | 0 | 44.63 | 44.63 | 0 | 0 | 0.04061 | 0.04093 | 0.03962 | 0.03962 | 0.03962 |  | 0 | 0 | 0 | 0 | 0
996003 | SUN_COMERF~1 | 230 | 101 | 400 | 76.25 | 0 | 76.25 | 76.25 | 0 | 0 | 0.04061 | 0.04093 | 0.03962 | 0.03962 | 0.03962 |  | 0 | 0 | 0 | 0 | 0
105271 | WHITELAKE_JT | 13.8 | 101 | 564 | 18.1 | 0 | 18.1 | 18.1 | 0 | 0 | 0.04062 | 0.04094 | 0.03963 | 0.03963 | 0.03963 |  | 0 | 0 | 0 | 0 | 0
105276 | TAMWORTH GEN | 13.8 | 101 | 564 | 21.15 | 0 | 21.15 | 21.15 | 0 | 0 | 0.04062 | 0.04094 | 0.03963 | 0.03963 | 0.03963 |  | 0 | 0 | 0 | 0 | 0
106045 | MOORE G2 | 13.8 | 101 | 400 | 47.27 | 0 | 47.27 | 47.27 | 0 | 0 | 0.04064 | 0.04096 | 0.03965 | 0.03965 | 0.03965 |  | 0 | 0 | 0 | 0 | 0
106047 | MOORE G4 | 13.8 | 101 | 400 | 47.27 | 0 | 47.27 | 47.27 | 0 | 0 | 0.04064 | 0.04096 | 0.03965 | 0.03965 | 0.03965 |  | 0 | 0 | 0 | 0 | 0
996009 | WAT_MOORE ~1 | 230 | 101 | 400 | 4.6 | 0 | 4.6 | 4.6 | 0 | 0 | 0.04064 | 0.04096 | 0.03965 | 0.03965 | 0.03965 |  | 0 | 0 | 0 | 0 | 0
106046 | MOORE G3 | 13.8 | 101 | 400 | 47.27 | 0 | 47.27 | 47.27 | 0 | 0 | 0.04071 | 0.04102 | 0.03972 | 0.03972 | 0.03972 |  | 0 | 0 | 0 | 0 | 0
106044 | MOORE G1 | 13.8 | 101 | 400 | 51.82 | 0 | 51.82 | 51.82 | 0 | 0 | 0.04075 | 0.04106 | 0.03975 | 0.03975 | 0.03976 |  | 0 | 0 | 0 | 0 | 0
105110 | GRANITE DVAR | 0.48 | 101 | 524 | 0 | 0 | 0 | 0 | 0 | 0 | 0.04077 | 0.04108 | 0.03978 | 0.03978 | 0.03978 |  | 0 | 0 | 0 | 0 | 0
105113 | GRANITE_DIX | 1 | 101 | 524 | 6.34 | 0 | 6.34 | 6.34 | 0 | 0 | 0.04077 | 0.04108 | 0.03978 | 0.03978 | 0.03978 |  | 0 | 0 | 0 | 0 | 0
105117 | GW_FSH_AG 9A | 1 | 101 | 524 | 8.15 | 0 | 8.15 | 8.15 | 0 | 0 | 0.04077 | 0.04108 | 0.03978 | 0.03978 | 0.03978 |  | 0 | 0 | 0 | 0 | 0
105120 | GW_FSH_T33L | 1 | 101 | 524 | 0.91 | 0 | 0.91 | 0.91 | 0 | 0 | 0.04077 | 0.04108 | 0.03978 | 0.03978 | 0.03978 |  | 0 | 0 | 0 | 0 | 0
105123 | GW_FSH_T31L | 1 | 101 | 524 | 0.91 | 0 | 0.91 | 0.91 | 0 | 0 | 0.04077 | 0.04108 | 0.03978 | 0.03978 | 0.03978 |  | 0 | 0 | 0 | 0 | 0
105125 | GW_FSH_T32L | 1 | 101 | 524 | 0.91 | 0 | 0.91 | 0.91 | 0 | 0 | 0.04077 | 0.04108 | 0.03978 | 0.03978 | 0.03978 |  | 0 | 0 | 0 | 0 | 0
105128 | GRAN OWLAG | 1 | 101 | 524 | 4.53 | 0 | 4.53 | 4.53 | 0 | 0 | 0.04077 | 0.04108 | 0.03978 | 0.03978 | 0.03978 |  | 0 | 0 | 0 | 0 | 0
105132 | GW_OWL_T16L | 1 | 101 | 524 | 0.91 | 0 | 0.91 | 0.91 | 0 | 0 | 0.04077 | 0.04108 | 0.03978 | 0.03978 | 0.03978 |  | 0 | 0 | 0 | 0 | 0
105135 | GW_OWL_T15L | 1 | 101 | 524 | 0.91 | 0 | 0.91 | 0.91 | 0 | 0 | 0.04077 | 0.04108 | 0.03978 | 0.03978 | 0.03978 |  | 0 | 0 | 0 | 0 | 0
105138 | GW_OWL_T14L | 1 | 101 | 524 | 0.91 | 0 | 0.91 | 0.91 | 0 | 0 | 0.04077 | 0.04108 | 0.03978 | 0.03978 | 0.03978 |  | 0 | 0 | 0 | 0 | 0
105140 | GW_OWL_T13L | 1 | 101 | 524 | 0.91 | 0 | 0.91 | 0.91 | 0 | 0 | 0.04077 | 0.04108 | 0.03978 | 0.03978 | 0.03978 |  | 0 | 0 | 0 | 0 | 0
105143 | GW_OWL_T12L | 1 | 101 | 524 | 0.91 | 0 | 0.91 | 0.91 | 0 | 0 | 0.04077 | 0.04108 | 0.03978 | 0.03978 | 0.03978 |  | 0 | 0 | 0 | 0 | 0
105145 | GW_OWL_T11L | 1 | 101 | 524 | 0.91 | 0 | 0.91 | 0.91 | 0 | 0 | 0.04077 | 0.04108 | 0.03978 | 0.03978 | 0.03978 |  | 0 | 0 | 0 | 0 | 0
105147 | GW_OWL_T10L | 1 | 101 | 524 | 0.91 | 0 | 0.91 | 0.91 | 0 | 0 | 0.04077 | 0.04108 | 0.03978 | 0.03978 | 0.03978 |  | 0 | 0 | 0 | 0 | 0
105149 | GW_OWL_T09L | 1 | 101 | 524 | 0.91 | 0 | 0.91 | 0.91 | 0 | 0 | 0.04077 | 0.04108 | 0.03978 | 0.03978 | 0.03978 |  | 0 | 0 | 0 | 0 | 0
105151 | GW_OWL_T08L | 1 | 101 | 524 | 0.91 | 0 | 0.91 | 0.91 | 0 | 0 | 0.04077 | 0.04108 | 0.03978 | 0.03978 | 0.03978 |  | 0 | 0 | 0 | 0 | 0
105152 | SMITH HYDRO | 6.6 | 101 | 523 | 17.6 | 0 | 17.6 | 17.6 | 0 | 0 | 0.04077 | 0.04108 | 0.03978 | 0.03978 | 0.03978 |  | 0 | 0 | 0 | 0 | 0
105180 | PONTOOK HYD | 4.16 | 101 | 524 | 9.6 | 0 | 9.6 | 9.6 | 0 | 0 | 0.04077 | 0.04108 | 0.03978 | 0.03978 | 0.03978 |  | 0 | 0 | 0 | 0 | 0
105188 | BURGESS GEN | 13.8 | 101 | 523 | 65.38 | 0 | 65.38 | 65.38 | 0 | 0 | 0.04077 | 0.04108 | 0.03978 | 0.03978 | 0.03978 |  | 0 | 0 | 0 | 0 | 0
105193 | GLAKES BERLN | 23 | 101 | 524 | 25 | 0 | 25 | 25 | 0 | 0 | 0.04077 | 0.04108 | 0.03978 | 0.03978 | 0.03978 |  | 0 | 0 | 0 | 0 | 0
105194 | GORHAM HYDRO | 2.3 | 101 | 524 | 2.05 | 0 | 2.05 | 2.05 | 0 | 0 | 0.04077 | 0.04108 | 0.03978 | 0.03978 | 0.03978 |  | 0 | 0 | 0 | 0 | 0
105197 | JERICHO | 0.69 | 101 | 523 | 2.5 | 0 | 2.5 | 2.5 | 0 | 0 | 0.04077 | 0.04108 | 0.03978 | 0.03978 | 0.03978 |  | 0 | 0 | 0 | 0 | 0
105206 | LOST NATION | 13.2 | 101 | 524 | 14.1 | 0 | 14.1 | 14.1 | 0 | 0 | 0.04077 | 0.04108 | 0.03978 | 0.03978 | 0.03978 |  | 0 | 0 | 0 | 0 | 0
105219 | BETHLEHEM | 13.8 | 101 | 524 | 15.75 | 0 | 15.75 | 15.75 | 0 | 0 | 0.04077 | 0.04108 | 0.03978 | 0.03978 | 0.03978 |  | 0 | 0 | 0 | 0 | 0
105221 | WHITEFLD P&L | 13.8 | 101 | 524 | 18 | 0 | 18 | 18 | 0 | 0 | 0.04077 | 0.04108 | 0.03978 | 0.03978 | 0.03978 |  | 0 | 0 | 0 | 0 | 0
994210 | SUN_PARIS | 115 | 101 | 520 | 45 | 0 | 45 | 45 | 0 | 0 | 0.04077 | 0.04108 | 0.03978 | 0.03978 | 0.03978 |  | 0 | 0 | 0 | 0 | 0
994220 | WAT BAT_BE~1 | 115 | 101 | 520 | 15 | 0 | 15 | 15 | 0 | 0 | 0.04077 | 0.04108 | 0.03978 | 0.03978 | 0.03978 |  | 0 | 0 | 0 | 0 | 0
994231 | SUNBAT_Ber~1 | 115 | 101 | 520 | 113.01 | 0 | 113.01 | 113.01 | 0 | 0 | 0.04077 | 0.04108 | 0.03978 | 0.03978 | 0.03978 |  | 0 | 0 | 0 | 0 | 0
994264 | SUN_LITTLE~1 | 115 | 101 | 560 | 27 | 0 | 27 | 27 | 0 | 0 | 0.04078 | 0.04109 | 0.03979 | 0.03979 | 0.03979 |  | 0 | 0 | 0 | 0 | 0
993285 | SUN_LITCHF~1 | 115 | 101 | 1110 | 0 | 0 | 0 | 0 | 0 | 0 | 0.04114 | 0.04144 | 0.04016 | 0.04016 | 0.04016 |  | 0 | 0 | 0 | 0 | 0
109248 | EAST BARNET | 4 | 101 | 704 | 0 | 0 | 0 | 0 | 0 | 0 | 0.04116 | 0.04147 | 0.04018 | 0.04018 | 0.04018 |  | 0 | 0 | 0 | 0 | 0
109252 | PASSUMPSIC | 2.4 | 101 | 704 | 0 | 0 | 0 | 0 | 0 | 0 | 0.04116 | 0.04147 | 0.04018 | 0.04018 | 0.04018 |  | 0 | 0 | 0 | 0 | 0
109253 | ARNOLD FALLS | 2.3 | 101 | 704 | 0 | 0 | 0 | 0 | 0 | 0 | 0.04116 | 0.04147 | 0.04018 | 0.04018 | 0.04018 |  | 0 | 0 | 0 | 0 | 0
109254 | PIERCE MILLS | 2.3 | 101 | 704 | 0 | 0 | 0 | 0 | 0 | 0 | 0.04116 | 0.04147 | 0.04018 | 0.04018 | 0.04018 |  | 0 | 0 | 0 | 0 | 0
106048 | MCINDOES FLS | 2.4 | 101 | 400 | 0 | 0 | 0 | 0 | 0 | 0 | 0.04136 | 0.04166 | 0.04037 | 0.04037 | 0.04037 |  | 0 | 0 | 0 | 0 | 0
109070 | DODGE FALLS | 4.25 | 101 | 704 | 0 | 0 | 0 | 0 | 0 | 0 | 0.04136 | 0.04166 | 0.04037 | 0.04037 | 0.04037 |  | 0 | 0 | 0 | 0 | 0
109106 | BARNET_D | 2.4 | 101 | 704 | 0 | 0 | 0 | 0 | 0 | 0 | 0.04136 | 0.04166 | 0.04038 | 0.04038 | 0.04038 |  | 0 | 0 | 0 | 0 | 0
109131 | BATH | 2.4 | 101 | 704 | 0 | 0 | 0 | 0 | 0 | 0 | 0.04136 | 0.04166 | 0.04037 | 0.04037 | 0.04037 |  | 0 | 0 | 0 | 0 | 0
109170 | RYEGATE WOOD | 13.8 | 101 | 704 | 19 | 0 | 19 | 19 | 0 | 0 | 0.04136 | 0.04166 | 0.04037 | 0.04037 | 0.04037 |  | 0 | 0 | 0 | 0 | 0
993031 | SUN_WARE | 69 | 101 | 1100 | 60.61 | 0 | 85.08 | 60.61 | 0 | 24.47 | 0.04158 | 0.04187 | 0.04057 | 0.04057 | 0.04057 |  | 0 | 0 | 0 | 0 | 0
105726 | JACKMAN HYD | 2.4 | 101 | 684 | 3.6 | 0 | 3.6 | 3.6 | 0 | 0 | 0.04176 | 0.04205 | 0.04078 | 0.04078 | 0.04078 |  | 0 | 0 | 0 | 0 | 0
113877 | PINETREE PWR | 13.8 | 101 | 1206 | 0 | 0 | 0 | 0 | 0 | 0 | 0.04187 | 0.04216 | 0.0409 | 0.0409 | 0.0409 |  | 0 | 0 | 0 | 0 | 0
993282 | SUN_FLAGG ~1 | 115 | 101 | 1110 | 0 | 0 | 0 | 0 | 0 | 0 | 0.04187 | 0.04216 | 0.0409 | 0.0409 | 0.0409 |  | 0 | 0 | 0 | 0 | 0
993868 | WDS_FLAGG ~1 | 69 | 101 | 1206 | 0 | 0 | 0 | 0 | 0 | 0 | 0.04187 | 0.04216 | 0.0409 | 0.0409 | 0.0409 |  | 0 | 0 | 0 | 0 | 0
109102 | WDANVILLE HY | 7.2 | 101 | 704 | 0 | 0 | 0 | 0 | 0 | 0 | 0.04195 | 0.04223 | 0.04097 | 0.04097 | 0.04097 |  | 0 | 0 | 0 | 0 | 0
108898 | SHEFLD CLR-N | 0.69 | 101 | 704 | 0 | 0 | 0 | 0 | 0 | 0 | 0.04198 | 0.04226 | 0.041 | 0.041 | 0.041 |  | 0 | 0 | 0 | 0 | 0
108899 | SHEFLD CLR-S | 0.69 | 101 | 704 | 0 | 0 | 0 | 0 | 0 | 0 | 0.04198 | 0.04226 | 0.041 | 0.041 | 0.041 |  | 0 | 0 | 0 | 0 | 0
109104 | MARSHFIELD | 4.16 | 101 | 704 | 0 | 0 | 0 | 0 | 0 | 0 | 0.04254 | 0.04281 | 0.04157 | 0.04157 | 0.04157 |  | 0 | 0 | 0 | 0 | 0
113444 | QP698 | 0.48 | 101 | 1110 | 0 | 0 | 0 | 0 | 0 | 0 | 0.04257 | 0.04284 | 0.0416 | 0.0416 | 0.0416 |  | 0 | 0 | 0 | 0 | 0
993283 | SUN_E WINC~1 | 115 | 101 | 1110 | 0 | 0 | 0 | 0 | 0 | 0 | 0.04257 | 0.04284 | 0.0416 | 0.0416 | 0.0416 |  | 0 | 0 | 0 | 0 | 0
997560 | SUN_BARRE | 115 | 101 | 700 | 25.58 | 0 | 25.58 | 25.58 | 0 | 0 | 0.04258 | 0.04285 | 0.04161 | 0.04161 | 0.04161 |  | 0 | 0 | 0 | 0 | 0
105731 | ANTRIM GSU | 0.69 | 101 | 684 | 0 | 0 | 0 | 0 | 0 | 0 | 0.04261 | 0.04288 | 0.04164 | 0.04164 | 0.04164 |  | 0 | 0 | 0 | 0 | 0
994895 | WND_TUTTLE~1 | 115 | 101 | 680 | 28.4 | 0 | 28.4 | 28.4 | 0 | 0 | 0.04261 | 0.04288 | 0.04164 | 0.04164 | 0.04164 |  | 0 | 0 | 0 | 0 | 0
109277 | NEWPORT HY | 4.16 | 101 | 704 | 0 | 0 | 0 | 0 | 0 | 0 | 0.04281 | 0.04307 | 0.04184 | 0.04184 | 0.04184 |  | 0 | 0 | 0 | 0 | 0
109234 | COVENTRY_GEN | 4.16 | 101 | 704 | 0 | 0 | 0 | 0 | 0 | 0 | 0.04284 | 0.0431 | 0.04187 | 0.04187 | 0.04187 |  | 0 | 0 | 0 | 0 | 0
108895 | BERLIN VT_GT | 13.2 | 101 | 704 | 0 | 0 | 0 | 0 | 0 | 0 | 0.04301 | 0.04326 | 0.04204 | 0.04204 | 0.04204 |  | 0 | 0 | 0 | 0 | 0
108905 | KINGDOM_GEN | 0.65 | 101 | 704 | 12 | 0 | 12 | 12 | 0 | 0 | 0.04314 | 0.04339 | 0.04217 | 0.04217 | 0.04217 |  | 0 | 0 | 0 | 0 | 0
109321 | KCW_JAY_SC1 | 13.8 | 101 | 704 | 0 | 0 | 0 | 0 | 0 | 0 | 0.04316 | 0.04342 | 0.0422 | 0.0422 | 0.0422 |  | 0 | 0 | 0 | 0 | 0
113020 | DaymarkGe~42 | 115 | 101 | 1100 | 0 | 0 | 0 | 0 | 0 | 0 | 0.04318 | 0.04343 | 0.04222 | 0.04222 | 0.04222 |  | 0 | 0 | 0 | 0 | 0
113889 | PRINCETON | 13.8 | 101 | 1208 | 0 | 0 | 0 | 0 | 0 | 0 | 0.0433 | 0.04355 | 0.04236 | 0.04236 | 0.04235 |  | 0 | 0 | 0 | 0 | 0
105345 | HEMPHILL PWR | 13.8 | 101 | 564 | 17.5 | 0 | 17.5 | 17.5 | 0 | 0 | 0.04341 | 0.04366 | 0.04245 | 0.04245 | 0.04245 |  | 0 | 0 | 0 | 0 | 0
105350 | LEMP_STRING1 | 0.69 | 101 | 564 | 2.21 | 0 | 2.21 | 2.21 | 0 | 0 | 0.04341 | 0.04366 | 0.04245 | 0.04245 | 0.04245 |  | 0 | 0 | 0 | 0 | 0
105351 | LEMP_STRING2 | 0.69 | 101 | 564 | 2.21 | 0 | 2.21 | 2.21 | 0 | 0 | 0.04341 | 0.04366 | 0.04245 | 0.04245 | 0.04245 |  | 0 | 0 | 0 | 0 | 0
994451 | SUN_NORTH ~2 | 115 | 101 | 560 | 15 | 0 | 15 | 15 | 0 | 0 | 0.04341 | 0.04366 | 0.04245 | 0.04245 | 0.04245 |  | 0 | 0 | 0 | 0 | 0
109080 | MORETOWN | 4.16 | 101 | 704 | 0 | 0 | 0 | 0 | 0 | 0 | 0.04342 | 0.04367 | 0.04246 | 0.04246 | 0.04246 |  | 0 | 0 | 0 | 0 | 0
109076 | LTTLE RIVER | 4.16 | 101 | 704 | 0 | 0 | 0 | 0 | 0 | 0 | 0.04356 | 0.0438 | 0.0426 | 0.0426 | 0.0426 |  | 0 | 0 | 0 | 0 | 0
113142 | SOLTERRA A | 0.48 | 101 | 1100 | 0 | 0 | 0 | 0 | 0 | 0 | 0.04367 | 0.04391 | 0.04273 | 0.04273 | 0.04273 |  | 0 | 0 | 0 | 0 | 0
113143 | SOLTERRA B | 0.42 | 101 | 1100 | 0 | 0 | 0 | 0 | 0 | 0 | 0.04367 | 0.04391 | 0.04273 | 0.04273 | 0.04273 |  | 0 | 0 | 0 | 0 | 0
993000 | SUN_TREASU~1 | 115 | 101 | 1100 | 0 | 0 | 0 | 0 | 0 | 0 | 0.04367 | 0.04391 | 0.04273 | 0.04273 | 0.04273 |  | 0 | 0 | 0 | 0 | 0
109072 | BOLTON FALLS | 4.16 | 101 | 704 | 0 | 0 | 0 | 0 | 0 | 0 | 0.04388 | 0.04412 | 0.04293 | 0.04293 | 0.04292 |  | 0 | 0 | 0 | 0 | 0
109573 | WILDER | 13.8 | 101 | 400 | 0 | 0 | 0 | 0 | 0 | 0 | 0.04409 | 0.04432 | 0.04313 | 0.04313 | 0.04313 |  | 0 | 0 | 0 | 0 | 0
108894 | SWANTON GT | 13.8 | 101 | 704 | 0 | 0 | 0 | 0 | 0 | 0 | 0.04439 | 0.04461 | 0.04344 | 0.04344 | 0.04344 |  | 0 | 0 | 0 | 0 | 0
109280 | SHELDON_G1 | 4.16 | 101 | 704 | 0 | 0 | 0 | 0 | 0 | 0 | 0.04439 | 0.04461 | 0.04344 | 0.04344 | 0.04344 |  | 0 | 0 | 0 | 0 | 0
109281 | SHELDON_G2 | 4.16 | 101 | 704 | 0 | 0 | 0 | 0 | 0 | 0 | 0.04439 | 0.04461 | 0.04344 | 0.04344 | 0.04344 |  | 0 | 0 | 0 | 0 | 0
109282 | SHELDON_G3 | 4.16 | 101 | 704 | 0 | 0 | 0 | 0 | 0 | 0 | 0.04439 | 0.04461 | 0.04344 | 0.04344 | 0.04344 |  | 0 | 0 | 0 | 0 | 0
107324 | HG_CONVRTR_S | 115 | 101 | 703 | 0 | 0 | 0 | 0 | 0 | 0 | 0.0444 | 0.04462 | 0.04345 | 0.04345 | 0.04344 |  | 0 | 0 | 0 | 0 | 0
911524 | HIGH_DGEN | 115 | 101 | 703 | 0 | 0 | 0 | 0 | 0 | 0 | 0.0444 | 0.04462 | 0.04345 | 0.04345 | 0.04344 |  | 0 | 0 | 0 | 0 | 0
106033 | SLAYTON HIL1 | 13.8 | 101 | 400 | 0 | 0 | 0 | 0 | 0 | 0 | 0.04441 | 0.04463 | 0.04346 | 0.04346 | 0.04346 |  | 0 | 0 | 0 | 0 | 0
109140 | NO HARTLAND | 4.16 | 101 | 704 | 0 | 0 | 0 | 0 | 0 | 0 | 0.04448 | 0.0447 | 0.04353 | 0.04353 | 0.04353 |  | 0 | 0 | 0 | 0 | 0
109141 | TAFTSVL_GEN | 12.5 | 101 | 704 | 0 | 0 | 0 | 0 | 0 | 0 | 0.0446 | 0.04482 | 0.04366 | 0.04366 | 0.04366 |  | 0 | 0 | 0 | 0 | 0
113451 | CHINOOK_PV | 0.6 | 101 | 1110 | 0 | 0 | 0 | 0 | 0 | 0 | 0.0446 | 0.04482 | 0.04366 | 0.04366 | 0.04365 |  | 0 | 0 | 0 | 0 | 0
109550 | BELLOWS FALS | 6.9 | 101 | 400 | 0 | 0 | 0 | 0 | 0 | 0 | 0.04467 | 0.04489 | 0.04372 | 0.04372 | 0.04372 |  | 0 | 0 | 0 | 0 | 0
998940 | SUN_WESTMI~1 | 12.5 | 101 | 822 | 0 | 0 | 0 | 0 | 0 | 0 | 0.04467 | 0.04489 | 0.04372 | 0.04372 | 0.04372 |  | 0 | 0 | 0 | 0 | 0
109228 | FAIRFAX FALS | 2.3 | 101 | 704 | 0 | 0 | 0 | 0 | 0 | 0 | 0.04473 | 0.04495 | 0.04379 | 0.04379 | 0.04378 |  | 0 | 0 | 0 | 0 | 0
108168 | GEORGIA MTN | 0.69 | 101 | 704 | 0 | 0 | 0 | 0 | 0 | 0 | 0.04479 | 0.045 | 0.04385 | 0.04385 | 0.04384 |  | 0 | 0 | 0 | 0 | 0
109226 | PETERSON_GEN | 4 | 101 | 704 | 0 | 0 | 0 | 0 | 0 | 0 | 0.0448 | 0.04501 | 0.04386 | 0.04386 | 0.04385 |  | 0 | 0 | 0 | 0 | 0
109227 | CLARK FALLS | 2.4 | 101 | 704 | 0 | 0 | 0 | 0 | 0 | 0 | 0.0448 | 0.04502 | 0.04386 | 0.04386 | 0.04385 |  | 0 | 0 | 0 | 0 | 0
109229 | MILTON_G | 2.3 | 101 | 704 | 0 | 0 | 0 | 0 | 0 | 0 | 0.0448 | 0.04501 | 0.04386 | 0.04386 | 0.04385 |  | 0 | 0 | 0 | 0 | 0
994990 | SUN_FITZWI~1 | 115 | 101 | 680 | 0 | 0 | 0 | 0 | 0 | 0 | 0.04499 | 0.0452 | 0.04405 | 0.04405 | 0.04404 |  | 0 | 0 | 0 | 0 | 0
998265 | SUN_WINDSOR | 46 | 101 | 812 | 0 | 0 | 0 | 0 | 0 | 0 | 0.04511 | 0.04532 | 0.04417 | 0.04417 | 0.04417 |  | 0 | 0 | 0 | 0 | 0
108893 | ASCUTNEY GT | 13.8 | 101 | 704 | 0 | 0 | 0 | 0 | 0 | 0 | 0.04532 | 0.04553 | 0.04439 | 0.04439 | 0.04438 |  | 0 | 0 | 0 | 0 | 0
108875 | BED_WINOOSKI | 13.8 | 101 | 704 | 0 | 0 | 0 | 0 | 0 | 0 | 0.04538 | 0.04558 | 0.04445 | 0.04445 | 0.04444 |  | 0 | 0 | 0 | 0 | 0
108891 | GORGE GT | 13.8 | 101 | 704 | 0 | 0 | 0 | 0 | 0 | 0 | 0.04539 | 0.04559 | 0.04446 | 0.04446 | 0.04445 |  | 0 | 0 | 0 | 0 | 0
108986 | GORGE_HYDRO | 4.16 | 101 | 704 | 0 | 0 | 0 | 0 | 0 | 0 | 0.04539 | 0.04559 | 0.04446 | 0.04446 | 0.04445 |  | 0 | 0 | 0 | 0 | 0
109160 | JC MCNEIL | 13.8 | 101 | 704 | 0 | 0 | 0 | 0 | 0 | 0 | 0.04539 | 0.04559 | 0.04445 | 0.04445 | 0.04445 |  | 0 | 0 | 0 | 0 | 0
993034 | SUN_BELCHE~1 | 69 | 101 | 1100 | 17.93 | 0 | 17.93 | 17.93 | 0 | 0 | 0.04539 | 0.04559 | 0.04445 | 0.04445 | 0.04444 |  | 0 | 0 | 0 | 0 | 0
108988 | ESSEX DIESLS | 2.4 | 101 | 704 | 0 | 0 | 0 | 0 | 0 | 0 | 0.0454 | 0.0456 | 0.04447 | 0.04447 | 0.04446 |  | 0 | 0 | 0 | 0 | 0
108990 | ESSEX HYDRO | 2.4 | 101 | 704 | 0 | 0 | 0 | 0 | 0 | 0 | 0.0454 | 0.0456 | 0.04447 | 0.04447 | 0.04446 |  | 0 | 0 | 0 | 0 | 0
116651 | INDIAN RIVER | 2.3 | 101 | 1334 | 0 | 0 | 0 | 0 | 0 | 0 | 0.04614 | 0.04631 | 0.04514 | 0.04514 | 0.04513 |  | 0 | 0 | 0 | 0 | 0
996364 | SUN_BLANDF~1 | 115 | 101 | 1330 | 0 | 0 | 0 | 0 | 0 | 0 | 0.04614 | 0.04631 | 0.04514 | 0.04514 | 0.04513 |  | 0 | 0 | 0 | 0 | 0
108884 | BURLINGTN_GT | 13.8 | 101 | 704 | 0 | 0 | 0 | 0 | 0 | 0 | 0.04624 | 0.04642 | 0.04532 | 0.04532 | 0.04531 |  | 0 | 0 | 0 | 0 | 0
993342 | SUN_CRYSTA~1 | 69 | 101 | 1110 | 0 | 0 | 0 | 0 | 0 | 0 | 0.04641 | 0.04659 | 0.04551 | 0.04551 | 0.04551 |  | 0 | 0 | 0 | 0 | 0
109103 | SILVERLAKE | 6.9 | 101 | 704 | 0 | 0 | 0 | 0 | 0 | 0 | 0.04684 | 0.047 | 0.04592 | 0.04592 | 0.04591 |  | 0 | 0 | 0 | 0 | 0
108992 | VERGENNES GN | 2.4 | 101 | 704 | 0 | 0 | 0 | 0 | 0 | 0 | 0.04714 | 0.0473 | 0.04623 | 0.04623 | 0.04622 |  | 0 | 0 | 0 | 0 | 0
997790 | SUN_VERGEN~1 | 115 | 101 | 700 | 45.98 | 0 | 50 | 45.98 | 0 | 4.02 | 0.04714 | 0.0473 | 0.04623 | 0.04623 | 0.04622 |  | 0 | 0 | 0 | 0 | 0
113082 | BARRE MA T1 | 13.8 | 101 | 1100 | 0 | 0 | 0 | 0 | 0 | 0 | 0.04731 | 0.04747 | 0.04642 | 0.04642 | 0.04641 |  | 0 | 0 | 0 | 0 | 0
993007 | BAT_BARRE ~1 | 115 | 101 | 1100 | 0 | 0 | 0 | 0 | 0 | 0 | 0.04731 | 0.04747 | 0.04642 | 0.04642 | 0.04641 |  | 0 | 0 | 0 | 0 | 0
109107 | WEYBRDGE | 12.5 | 101 | 704 | 0 | 0 | 0 | 0 | 0 | 0 | 0.04737 | 0.04753 | 0.04646 | 0.04646 | 0.04645 |  | 0 | 0 | 0 | 0 | 0
993038 | SUN_ROYALS~1 | 69 | 101 | 1100 | 2.5 | 0 | 2.5 | 2.5 | 0 | 0 | 0.04755 | 0.0477 | 0.04667 | 0.04667 | 0.04666 |  | 0 | 0 | 0 | 0 | 0
109053 | RUTLAND GT | 13.2 | 101 | 704 | 0 | 0 | 0 | 0 | 0 | 0 | 0.04773 | 0.04787 | 0.04682 | 0.04682 | 0.04681 |  | 0 | 0 | 0 | 0 | 0
109065 | RUT GT_D1_CR | 12.5 | 101 | 802 | 0 | 0 | 0 | 0 | 0 | 0 | 0.04773 | 0.04787 | 0.04682 | 0.04682 | 0.04681 |  | 0 | 0 | 0 | 0 | 0
109079 | PATCH HYDRO | 2.3 | 101 | 704 | 0 | 0 | 0 | 0 | 0 | 0 | 0.04773 | 0.04788 | 0.04683 | 0.04683 | 0.04682 |  | 0 | 0 | 0 | 0 | 0
109051 | GLEN HYDRO | 13.2 | 101 | 704 | 0 | 0 | 0 | 0 | 0 | 0 | 0.04774 | 0.04788 | 0.04683 | 0.04683 | 0.04682 |  | 0 | 0 | 0 | 0 | 0
109151 | COOL_PV_GEN | 0.6 | 101 | 703 | 0 | 0 | 0 | 0 | 0 | 0 | 0.04775 | 0.0479 | 0.04685 | 0.04685 | 0.04684 |  | 0 | 0 | 0 | 0 | 0
108953 | PROCTOR HYD | 4.16 | 101 | 704 | 0 | 0 | 0 | 0 | 0 | 0 | 0.04783 | 0.04797 | 0.04692 | 0.04692 | 0.04691 |  | 0 | 0 | 0 | 0 | 0
108949 | BELDENS | 4.16 | 101 | 704 | 0 | 0 | 0 | 0 | 0 | 0 | 0.04788 | 0.04802 | 0.04698 | 0.04698 | 0.04697 |  | 0 | 0 | 0 | 0 | 0
108951 | HUNTINGTON | 4.16 | 101 | 704 | 0 | 0 | 0 | 0 | 0 | 0 | 0.04788 | 0.04802 | 0.04698 | 0.04698 | 0.04697 |  | 0 | 0 | 0 | 0 | 0
998476 | SUN_CARVER~1 | 46 | 101 | 802 | 0 | 0 | 0 | 0 | 0 | 0 | 0.04793 | 0.04807 | 0.04703 | 0.04703 | 0.04702 |  | 0 | 0 | 0 | 0 | 0
994935 | SUN_CHESTN~1 | 115 | 101 | 680 | 0 | 0 | 0 | 0 | 0 | 0 | 0.04851 | 0.04864 | 0.04762 | 0.04762 | 0.04761 |  | 0 | 0 | 0 | 0 | 0
997010 | HVDC_COOLI~1 | 345 | 101 | 700 | 0 | 0 | 0 | 0 | 0 | 0 | 0.04856 | 0.04869 | 0.04767 | 0.04767 | 0.04766 |  | 0 | 0 | 0 | 0 | 0
994946 | SUN_VERNON~2 | 115 | 101 | 99 | 0 | 0 | 0 | 0 | 0 | 0 | 0.04873 | 0.04886 | 0.04784 | 0.04784 | 0.04783 |  | 0 | 0 | 0 | 0 | 0
997910 | SUN_VERNON~1 | 115 | 101 | 700 | 0 | 0 | 0 | 0 | 0 | 0 | 0.04886 | 0.04898 | 0.04797 | 0.04797 | 0.04796 |  | 0 | 0 | 0 | 0 | 0
993029 | SUN_SHUTES~1 | 69 | 101 | 1100 | 19.99 | 0 | 19.99 | 19.99 | 0 | 0 | 0.05188 | 0.05193 | 0.05104 | 0.05104 | 0.05103 |  | 0 | 0 | 0 | 0 | 0
116411 | NORTHFIELD 1 | 13.8 | 101 | 1373 | 292 | 0 | 292 | 292 | 0 | 0 | 0.05353 | 0.05353 | 0.05269 | 0.05269 | 0.05267 |  | 0 | 0 | 0 | 0 | 0
116412 | NORTHFIELD 2 | 13.8 | 101 | 1373 | 292 | 0 | 292 | 292 | 0 | 0 | 0.05353 | 0.05353 | 0.05269 | 0.05269 | 0.05267 |  | 0 | 0 | 0 | 0 | 0
116413 | NORTHFIELD 3 | 13.8 | 101 | 1373 | 292 | 0 | 292 | 292 | 0 | 0 | 0.05353 | 0.05353 | 0.05269 | 0.05269 | 0.05267 |  | 0 | 0 | 0 | 0 | 0
116414 | NORTHFIELD 4 | 13.8 | 101 | 1373 | 292 | 0 | 292 | 292 | 0 | 0 | 0.05353 | 0.05353 | 0.05269 | 0.05269 | 0.05267 |  | 0 | 0 | 0 | 0 | 0
109529 | VERNON HYD A | 2.4 | 101 | 1100 | 0 | 0 | 0 | 0 | 0 | 0 | 0.05551 | 0.05548 | 0.05475 | 0.05475 | 0.05473 |  | 0 | 0 | 0 | 0 | 0
109530 | VERNON HYD B | 2.4 | 101 | 1100 | 0 | 0 | 0 | 0 | 0 | 0 | 0.05551 | 0.05548 | 0.05475 | 0.05475 | 0.05473 |  | 0 | 0 | 0 | 0 | 0
109531 | VERNON HY T1 | 13.8 | 101 | 1100 | 0 | 0 | 0 | 0 | 0 | 0 | 0.05551 | 0.05548 | 0.05475 | 0.05475 | 0.05473 |  | 0 | 0 | 0 | 0 | 0
109532 | VERNON HY T2 | 13.8 | 101 | 1100 | 0 | 0 | 0 | 0 | 0 | 0 | 0.05551 | 0.05548 | 0.05475 | 0.05475 | 0.05473 |  | 0 | 0 | 0 | 0 | 0
113011 | BAT_BarreB~1 | 115 | 101 | 1100 | 0 | 0 | 0 | 0 | 0 | 0 | 0.0562 | 0.05615 | 0.05544 | 0.05544 | 0.05543 |  | 0 | 0 | 0 | 0 | 0
113085 | WENDELL DEP | 13.8 | 101 | 1100 | 0 | 0 | 0 | 0 | 0 | 0 | 0.05638 | 0.05632 | 0.0556 | 0.0556 | 0.05558 |  | 0 | 0 | 0 | 0 | 0
993015 | SUN_WENDEL~1 | 115 | 101 | 1100 | 0 | 0 | 0 | 0 | 0 | 0 | 0.05638 | 0.05632 | 0.0556 | 0.0556 | 0.05558 |  | 0 | 0 | 0 | 0 | 0
122648 | BULLS BRIDGE | 1.15 | 101 | 1734 | 0 | 0 | 0 | 0 | 0 | 0 | 0.0608 | 0.05692 | 0.06262 | 0.06262 | 0.06242 |  | 0 | 0 | 0 | 0 | 0
122657 | ROCKY RIVER | 13.8 | 101 | 1732 | 29.35 | 0 | 29.35 | 29.35 | 0 | 0 | 0.0608 | 0.05692 | 0.06262 | 0.06262 | 0.06242 |  | 0 | 0 | 0 | 0 | 0
122660 | KIMB CLARK_G | 13.8 | 101 | 1734 | 12.02 | 0 | 12.02 | 12.02 | 0 | 0 | 0.0608 | 0.05692 | 0.06262 | 0.06262 | 0.06242 |  | 0 | 0 | 0 | 0 | 0
991172 | SUN_ROCKY ~1 | 115 | 101 | 1730 | 0 | 0 | 0 | 0 | 0 | 0 | 0.0608 | 0.05692 | 0.06262 | 0.06262 | 0.06242 |  | 0 | 0 | 0 | 0 | 0
113098 | DEERFIELD 2G | 2.4 | 101 | 1100 | 0 | 0 | 0 | 0 | 0 | 0 | 0.06098 | 0.06082 | 0.06029 | 0.06029 | 0.06027 |  | 0 | 0 | 0 | 0 | 0
113099 | DEERFIELD 3G | 2.4 | 101 | 1100 | 0 | 0 | 0 | 0 | 0 | 0 | 0.06216 | 0.06197 | 0.06148 | 0.06148 | 0.06146 |  | 0 | 0 | 0 | 0 | 0
113100 | DEERFIELD 4G | 2.4 | 101 | 1100 | 0 | 0 | 0 | 0 | 0 | 0 | 0.0631 | 0.06289 | 0.06244 | 0.06244 | 0.06241 |  | 0 | 0 | 0 | 0 | 0
113061 | PLEASANT-NEP | 23 | 101 | 1100 | 0 | 0 | 0 | 0 | 0 | 0 | 0.06353 | 0.0633 | 0.06283 | 0.06283 | 0.0628 |  | 0 | 0 | 0 | 0 | 0
116568 | TILSON-1044 | 13.8 | 101 | 1372 | 0 | 0 | 0 | 0 | 0 | 0 | 0.06585 | 0.06557 | 0.06521 | 0.06521 | 0.06518 |  | 0 | 0 | 0 | 0 | 0
116578 | TURNERS FALS | 2.4 | 101 | 1374 | 0 | 0 | 0 | 0 | 0 | 0 | 0.06585 | 0.06557 | 0.06521 | 0.06521 | 0.06518 |  | 0 | 0 | 0 | 0 | 0
116579 | CABOT HYDRO | 13.8 | 101 | 1373 | 64.66 | 0 | 64.66 | 64.66 | 0 | 0 | 0.06585 | 0.06557 | 0.06521 | 0.06521 | 0.06518 |  | 0 | 0 | 0 | 0 | 0
996270 | SUN BAT_TI~1 | 115 | 101 | 1370 | 0 | 0 | 0 | 0 | 0 | 0 | 0.06585 | 0.06557 | 0.06521 | 0.06521 | 0.06518 |  | 0 | 0 | 0 | 0 | 0
996284 | SUN_CUMBER~1 | 115 | 101 | 1370 | 0 | 0 | 0 | 0 | 0 | 0 | 0.06679 | 0.06649 | 0.06617 | 0.06617 | 0.06614 |  | 0 | 0 | 0 | 0 | 0
116638 | WOODLAND JET | 13.2 | 101 | 1374 | 0 | 0 | 0 | 0 | 0 | 0 | 0.06756 | 0.06724 | 0.06693 | 0.06693 | 0.0669 |  | 0 | 0 | 0 | 0 | 0
108934 | STRATTON_SC1 | 13.8 | 101 | 704 | 0 | 0 | 0 | 0 | 0 | 0 | 0.06777 | 0.06746 | 0.06718 | 0.06718 | 0.06715 |  | 0 | 0 | 0 | 0 | 0
108938 | STRATTON_SC2 | 13.8 | 101 | 704 | 0 | 0 | 0 | 0 | 0 | 0 | 0.06777 | 0.06746 | 0.06718 | 0.06718 | 0.06715 |  | 0 | 0 | 0 | 0 | 0
113104 | SHERMAN HYD | 2.4 | 101 | 1100 | 0 | 0 | 0 | 0 | 0 | 0 | 0.07047 | 0.07009 | 0.06992 | 0.06992 | 0.06989 |  | 0 | 0 | 0 | 0 | 0
109504 | HARRIMAN G2 | 6.9 | 101 | 1100 | 13.71 | 0 | 13.71 | 13.71 | 0 | 0 | 0.07088 | 0.07049 | 0.07034 | 0.07034 | 0.0703 |  | 0 | 0 | 0 | 0 | 0
109505 | HARRIMAN G1 | 6.9 | 101 | 1100 | 13.71 | 0 | 13.71 | 13.71 | 0 | 0 | 0.07088 | 0.07049 | 0.07034 | 0.07034 | 0.0703 |  | 0 | 0 | 0 | 0 | 0
116608 | DOREEN JET | 13.2 | 101 | 1374 | 0 | 0 | 0 | 0 | 0 | 0 | 0.07438 | 0.07391 | 0.07387 | 0.07387 | 0.07383 |  | 0 | 0 | 0 | 0 | 0
116618 | ALTRESCO_C1 | 13.8 | 101 | 1373 | 33.65 | 0 | 33.65 | 33.65 | 0 | 0 | 0.07439 | 0.07391 | 0.07388 | 0.07388 | 0.07384 |  | 0 | 0 | 0 | 0 | 0
116619 | ALTRESCO_C2 | 13.8 | 101 | 1373 | 33.65 | 0 | 33.65 | 33.65 | 0 | 0 | 0.07439 | 0.07391 | 0.07388 | 0.07388 | 0.07384 |  | 0 | 0 | 0 | 0 | 0
116620 | ALTRESCO_C3 | 13.8 | 101 | 1373 | 31.45 | 0 | 33.65 | 31.45 | 0 | 2.2 | 0.07439 | 0.07391 | 0.07388 | 0.07388 | 0.07384 |  | 0 | 0 | 0 | 0 | 0
116621 | ALTRESCO_S4 | 13.8 | 101 | 1373 | 0 | 0 | 0 | 0 | 0 | 0 | 0.07439 | 0.07391 | 0.07388 | 0.07388 | 0.07384 |  | 0 | 0 | 0 | 0 | 0
999312 | Strata_Ber~1 | 115 | 101 | 1370 | 0 | 0 | 0 | 0 | 0 | 0 | 0.07455 | 0.07408 | 0.07405 | 0.07405 | 0.07401 |  | 0 | 0 | 0 | 0 | 0
116627 | BERKSHRE WND | 0.57 | 101 | 1374 | 0 | 0 | 0 | 0 | 0 | 0 | 0.075 | 0.07451 | 0.0745 | 0.0745 | 0.07446 |  | 0 | 0 | 0 | 0 | 0
996336 | SUN BAT_PA~2 | 115 | 101 | 1370 | 0 | 0 | 0 | 0 | 0 | 0 | 0.075 | 0.07451 | 0.0745 | 0.0745 | 0.07446 |  | 0 | 0 | 0 | 0 | 0
996625 | SUN BAT_PA~1 | 23 | 101 | 1372 | 0 | 0 | 0 | 0 | 0 | 0 | 0.075 | 0.07451 | 0.0745 | 0.0745 | 0.07446 |  | 0 | 0 | 0 | 0 | 0
113123 | HOOSAC CLR1 | 0.69 | 101 | 1100 | 0 | 0 | 0 | 0 | 0 | 0 | 0.07663 | 0.07611 | 0.07617 | 0.07617 | 0.07613 |  | 0 | 0 | 0 | 0 | 0
113125 | HOOSAC CLR2 | 0.69 | 101 | 1100 | 0 | 0 | 0 | 0 | 0 | 0 | 0.07663 | 0.07611 | 0.07617 | 0.07617 | 0.07613 |  | 0 | 0 | 0 | 0 | 0
113101 | DEERFIELD 5G | 13.8 | 101 | 1100 | 0 | 0 | 0 | 0 | 0 | 0 | 0.07675 | 0.07622 | 0.0763 | 0.0763 | 0.07625 |  | 0 | 0 | 0 | 0 | 0
113102 | FIFE BROOK | 13.8 | 101 | 1100 | 9.9 | 0 | 9.9 | 9.9 | 0 | 0 | 0.07675 | 0.07622 | 0.0763 | 0.0763 | 0.07625 |  | 0 | 0 | 0 | 0 | 0
109503 | HARRIMAN G3 | 6.9 | 101 | 1100 | 0 | 0 | 0 | 0 | 0 | 0 | 0.0775 | 0.07696 | 0.07706 | 0.07706 | 0.07702 |  | 0 | 0 | 0 | 0 | 0
993005 | SUN_ADAMS | 115 | 101 | 1100 | 0 | 0 | 0 | 0 | 0 | 0 | 0.07783 | 0.07728 | 0.0774 | 0.0774 | 0.07735 |  | 0 | 0 | 0 | 0 | 0
113096 | BEARSWAMP 1 | 13.8 | 101 | 1100 | 331.5 | 0 | 331.5 | 331.5 | 0 | 0 | 0.07791 | 0.07736 | 0.07749 | 0.07749 | 0.07744 |  | 0 | 0 | 0 | 0 | 0
113097 | BEARSWAMP 2 | 13.8 | 101 | 1100 | 331.5 | 0 | 331.5 | 331.5 | 0 | 0 | 0.07791 | 0.07736 | 0.07749 | 0.07749 | 0.07744 |  | 0 | 0 | 0 | 0 | 0
993001 | SUN_BEAR S~1 | 230 | 101 | 1100 | 83.71 | 0 | 83.71 | 83.71 | 0 | 0 | 0.07791 | 0.07736 | 0.07749 | 0.07749 | 0.07744 |  | 0 | 0 | 0 | 0 | 0
998496 | SUN_E ARLN~1 | 46 | 101 | 822 | 0 | 0 | 0 | 0 | 0 | 0 | 0.08023 | 0.07963 | 0.07984 | 0.07984 | 0.07979 |  | 0 | 0 | 0 | 0 | 0
109517 | SEARS HYDRO | 2.4 | 101 | 1100 | 0 | 0 | 0 | 0 | 0 | 0 | 0.08048 | 0.07987 | 0.08009 | 0.08009 | 0.08004 |  | 0 | 0 | 0 | 0 | 0
109296 | SEARS WIND_E | 12.5 | 101 | 704 | 0 | 0 | 0 | 0 | 0 | 0 | 0.08128 | 0.08065 | 0.0809 | 0.0809 | 0.08085 |  | 0 | 0 | 0 | 0 | 0
109297 | SEARS WIND_W | 12.5 | 101 | 704 | 0 | 0 | 0 | 0 | 0 | 0 | 0.08128 | 0.08065 | 0.0809 | 0.0809 | 0.08085 |  | 0 | 0 | 0 | 0 | 0
109403 | DRFLD EAST G | 0.69 | 101 | 704 | 0 | 0 | 0 | 0 | 0 | 0 | 0.08208 | 0.08144 | 0.08172 | 0.08172 | 0.08167 |  | 0 | 0 | 0 | 0 | 0
109404 | DRFLD WEST G | 0.69 | 101 | 704 | 0 | 0 | 0 | 0 | 0 | 0 | 0.08208 | 0.08144 | 0.08172 | 0.08172 | 0.08167 |  | 0 | 0 | 0 | 0 | 0
122690 | SHEPAUG HYD | 13.8 | 101 | 1734 | 42.95 | 0 | 42.95 | 42.95 | 0 | 0 | 0.10324 | 0.09835 | 0.10654 | 0.10654 | 0.10632 |  | 0 | 0 | 0 | 0 | 0
122700 | STONY HIL_SC | 12.5 | 101 | 1733 | 0 | 0 | 0 | 0 | 0 | 0 | 0.10885 | 0.10383 | 0.11235 | 0.11235 | 0.11213 |  | 0 | 0 | 0 | 0 | 0
911554 | NYNE_OSWG | 345 | 102 | 12 | 120.67 | 0 | 466.67 | 120.67 | 0 | 346 | 0.13846 | 0.13652 | 0.13899 | 0.13899 | 0.13888 |  | 0 | 0 | 0 | 0 | 0
911531 | NYNE_GILB | 345 | 102 | 12 | 120.67 | 0 | 466.67 | 120.67 | 0 | 346 | 0.14059 | 0.13859 | 0.14114 | 0.14114 | 0.14103 |  | 0 | 0 | 0 | 0 | 0
102125 | S_WTRVL_D | 12 | 101 | 112 | 0 | 0 | 0 | 0 | 0 | 0 | 0.1476 | 0.14545 | 0.14827 | 0.14827 | 0.14815 |  | 0 | 0 | 0 | 0 | 0
107326 | HG_CONVRTR_N | 120 | 101 | 703 | 0 | 0 | 0 | 0 | 0 | 0 | 0.1476 | 0.14545 | 0.14827 | 0.14827 | 0.14815 |  | 0 | 0 | 0 | 0 | 0
108955 | BELDENS1 | 2.4 | 101 | 704 | 0 | 0 | 0 | 0 | 0 | 0 | 0.1476 | 0.14545 | 0.14827 | 0.14827 | 0.14815 |  | 0 | 0 | 0 | 0 | 0
109049 | CARVER FALLS | 2.3 | 101 | 704 | 0 | 0 | 0 | 0 | 0 | 0 | 0.1476 | 0.14545 | 0.14827 | 0.14827 | 0.14815 |  | 0 | 0 | 0 | 0 | 0
109077 | E PITTSFORD | 2.3 | 101 | 704 | 0 | 0 | 0 | 0 | 0 | 0 | 0.1476 | 0.14545 | 0.14827 | 0.14827 | 0.14815 |  | 0 | 0 | 0 | 0 | 0
109092 | MIDDLESEX_G | 2.4 | 101 | 704 | 0 | 0 | 0 | 0 | 0 | 0 | 0.1476 | 0.14545 | 0.14827 | 0.14827 | 0.14815 |  | 0 | 0 | 0 | 0 | 0
109101 | SALISBURY | 7.2 | 101 | 704 | 0 | 0 | 0 | 0 | 0 | 0 | 0.1476 | 0.14545 | 0.14827 | 0.14827 | 0.14815 |  | 0 | 0 | 0 | 0 | 0
109105 | MIDDLEBURY_H | 6.44 | 101 | 704 | 0 | 0 | 0 | 0 | 0 | 0 | 0.1476 | 0.14545 | 0.14827 | 0.14827 | 0.14815 |  | 0 | 0 | 0 | 0 | 0
109130 | SMITH FALLS | 4.16 | 101 | 704 | 0 | 0 | 0 | 0 | 0 | 0 | 0.1476 | 0.14545 | 0.14827 | 0.14827 | 0.14815 |  | 0 | 0 | 0 | 0 | 0
109139 | DEWEY MILLS | 4.16 | 101 | 704 | 0 | 0 | 0 | 0 | 0 | 0 | 0.1476 | 0.14545 | 0.14827 | 0.14827 | 0.14815 |  | 0 | 0 | 0 | 0 | 0
109143 | CAVENDISH_D2 | 12.5 | 101 | 704 | 0 | 0 | 0 | 0 | 0 | 0 | 0.1476 | 0.14545 | 0.14827 | 0.14827 | 0.14815 |  | 0 | 0 | 0 | 0 | 0
109190 | GRANITE SC1 | 13.8 | 101 | 703 | 0 | 0 | 0 | 0 | 0 | 0 | 0.1476 | 0.14545 | 0.14827 | 0.14827 | 0.14815 |  | 0 | 0 | 0 | 0 | 0
109200 | GRANITE SC2 | 13.8 | 101 | 703 | 0 | 0 | 0 | 0 | 0 | 0 | 0.1476 | 0.14545 | 0.14827 | 0.14827 | 0.14815 |  | 0 | 0 | 0 | 0 | 0
109251 | GAGE | 2.4 | 101 | 704 | 0 | 0 | 0 | 0 | 0 | 0 | 0.1476 | 0.14545 | 0.14827 | 0.14827 | 0.14815 |  | 0 | 0 | 0 | 0 | 0
111110 | PUTNAM 1 | 13.8 | 101 | 1012 | 0 | 0 | 0 | 0 | 0 | 0 | 0.1476 | 0.14545 | 0.14827 | 0.14827 | 0.14815 |  | 0 | 0 | 0 | 0 | 0
114050 | MALDEN MLS_T | 23 | 101 | 1120 | 0 | 0 | 0 | 0 | 0 | 0 | 0.1476 | 0.14545 | 0.14827 | 0.14827 | 0.14815 |  | 0 | 0 | 0 | 0 | 0
116569 | TILSON-1113 | 13.8 | 101 | 1372 | 0 | 0 | 0 | 0 | 0 | 0 | 0.1476 | 0.14545 | 0.14827 | 0.14827 | 0.14815 |  | 0 | 0 | 0 | 0 | 0
121744 | UCONN COGEN | 13.8 | 101 | 1634 | 0 | 0 | 0 | 0 | 0 | 0 | 0.1476 | 0.14545 | 0.14827 | 0.14827 | 0.14815 |  | 0 | 0 | 0 | 0 | 0
911560 | NYNE_BWLN | 345 | 102 | 12 | 120.67 | 0 | 466.67 | 120.67 | 0 | 346 | 0.15587 | 0.15353 | 0.15667 | 0.15667 | 0.15655 |  | 0 | 0 | 0 | 0 | 0
926260 | NYPA - CMR | 345 | 102 | 12 | 0 | 0 | 0 | 0 | 0 | 0 | 0.15587 | 0.15353 | 0.15667 | 0.15667 | 0.15655 |  | 0 | 0 | 0 | 0 | 0
926261 | NYPA - VT | 345 | 102 | 12 | 0 | 0 | 0 | 0 | 0 | 0 | 0.15587 | 0.15353 | 0.15667 | 0.15667 | 0.15655 |  | 0 | 0 | 0 | 0 | 0

## 137450 ALPS345 116034 NE
****** Plant Redispatch calculator ******* !!!! Please - edit only columns 'Status' & 'Pnew' !!!!!***
Flows
NN | LFCaseName | Monitored Element | [5 empty] | Contingency | Limit | FlowInit | FlowRes | FlowChange | Loading
1 |  | 137450 ALPS345 345 116034 NE_393_NY 345 1 | [5 empty] | BF_SEBRK_941 | 1912 | 1135.1 | 1135.1 | 0 | 59.37%
2 |  | 137450 ALPS345 345 116034 NE_393_NY 345 1 | [5 empty] | GN_SBRK | 1912 | 1157.3 | 1157.3 | 0 | 60.53%
3 |  | 137450 ALPS345 345 116034 NE_393_NY 345 1 | [5 empty] | TF_SBRK_GSU | 1912 | 1140.7 | 1140.7 | 0 | 59.66%
4 |  | 137450 ALPS345 345 116034 NE_393_NY 345 1 | [5 empty] | GN_MIL3 | 1912 | 1048.6 | 1048.6 | 0 | 54.84%
5 |  | 137450 ALPS345 345 116034 NE_393_NY 345 1 | [5 empty] | Base Case | 1670 | 754.2 | 754.2 | 0 | 45.16%
6 |  | 137450 ALPS345 345 116034 NE_393_NY 345 1 | [5 empty] | BF_SEBRK_169 | 1912 | 1138.6 | 1138.6 | 0 | 59.55%
Dispatch | [8 empty] | 0 | [8 empty] | 0 | 0 | 0 | 0 | 0 | 0
Bus# | Bus Name | Volt | Area | Zone | Pgen or Pload | PMin Gen | PMax Gen | Pnew | Pdelta | Pavail | Dfax_1 | Dfax_2 | Dfax_3 | Dfax_4 | Dfax_5 | Dfax_6 | --- | Impact_1 | Impact_2 | Impact_3 | Impact_4 | Impact_5 | Impact_6
999312 | Strata_Ber~1 | 115 | 101 | 1370 | 0 | 0 | 0 | 0 | 0 | 0 | -0.18132 | -0.18123 | -0.18123 | -0.18123 | -0.18123 | -0.18118 |  | 0 | 0 | 0 | 0 | 0 | 0
116608 | DOREEN JET | 13.2 | 101 | 1374 | 0 | 0 | 0 | 0 | 0 | 0 | -0.16441 | -0.16433 | -0.16433 | -0.16433 | -0.16433 | -0.16428 |  | 0 | 0 | 0 | 0 | 0 | 0
116618 | ALTRESCO_C1 | 13.8 | 101 | 1373 | 33.65 | 0 | 33.65 | 33.65 | 0 | 0 | -0.16431 | -0.16423 | -0.16423 | -0.16423 | -0.16423 | -0.16418 |  | 0 | 0 | 0 | 0 | 0 | 0
116619 | ALTRESCO_C2 | 13.8 | 101 | 1373 | 33.65 | 0 | 33.65 | 33.65 | 0 | 0 | -0.16431 | -0.16423 | -0.16423 | -0.16423 | -0.16423 | -0.16418 |  | 0 | 0 | 0 | 0 | 0 | 0
116620 | ALTRESCO_C3 | 13.8 | 101 | 1373 | 31.45 | 0 | 33.65 | 31.45 | 0 | 2.2 | -0.16431 | -0.16423 | -0.16423 | -0.16423 | -0.16423 | -0.16418 |  | 0 | 0 | 0 | 0 | 0 | 0
116621 | ALTRESCO_S4 | 13.8 | 101 | 1373 | 0 | 0 | 0 | 0 | 0 | 0 | -0.16431 | -0.16423 | -0.16423 | -0.16423 | -0.16423 | -0.16418 |  | 0 | 0 | 0 | 0 | 0 | 0
116638 | WOODLAND JET | 13.2 | 101 | 1374 | 0 | 0 | 0 | 0 | 0 | 0 | -0.14273 | -0.14266 | -0.14266 | -0.14266 | -0.14266 | -0.14261 |  | 0 | 0 | 0 | 0 | 0 | 0
116627 | BERKSHRE WND | 0.57 | 101 | 1374 | 0 | 0 | 0 | 0 | 0 | 0 | -0.13404 | -0.13396 | -0.13396 | -0.13396 | -0.13396 | -0.13391 |  | 0 | 0 | 0 | 0 | 0 | 0
996336 | SUN BAT_PA~2 | 115 | 101 | 1370 | 0 | 0 | 0 | 0 | 0 | 0 | -0.13404 | -0.13396 | -0.13396 | -0.13396 | -0.13396 | -0.13391 |  | 0 | 0 | 0 | 0 | 0 | 0
996625 | SUN BAT_PA~1 | 23 | 101 | 1372 | 0 | 0 | 0 | 0 | 0 | 0 | -0.13404 | -0.13396 | -0.13396 | -0.13396 | -0.13396 | -0.13391 |  | 0 | 0 | 0 | 0 | 0 | 0
116411 | NORTHFIELD 1 | 13.8 | 101 | 1373 | 292 | 0 | 292 | 292 | 0 | 0 | -0.13246 | -0.13228 | -0.13228 | -0.13228 | -0.13228 | -0.13224 |  | 0 | 0 | 0 | 0 | 0 | 0
116412 | NORTHFIELD 2 | 13.8 | 101 | 1373 | 292 | 0 | 292 | 292 | 0 | 0 | -0.13246 | -0.13228 | -0.13228 | -0.13228 | -0.13228 | -0.13224 |  | 0 | 0 | 0 | 0 | 0 | 0
116413 | NORTHFIELD 3 | 13.8 | 101 | 1373 | 292 | 0 | 292 | 292 | 0 | 0 | -0.13246 | -0.13228 | -0.13228 | -0.13228 | -0.13228 | -0.13224 |  | 0 | 0 | 0 | 0 | 0 | 0
116414 | NORTHFIELD 4 | 13.8 | 101 | 1373 | 292 | 0 | 292 | 292 | 0 | 0 | -0.13246 | -0.13228 | -0.13228 | -0.13228 | -0.13228 | -0.13224 |  | 0 | 0 | 0 | 0 | 0 | 0
113061 | PLEASANT-NEP | 23 | 101 | 1100 | 0 | 0 | 0 | 0 | 0 | 0 | -0.12994 | -0.12988 | -0.12988 | -0.12988 | -0.12988 | -0.12982 |  | 0 | 0 | 0 | 0 | 0 | 0
996284 | SUN_CUMBER~1 | 115 | 101 | 1370 | 0 | 0 | 0 | 0 | 0 | 0 | -0.11121 | -0.11112 | -0.11112 | -0.11112 | -0.11112 | -0.11108 |  | 0 | 0 | 0 | 0 | 0 | 0
116568 | TILSON-1044 | 13.8 | 101 | 1372 | 0 | 0 | 0 | 0 | 0 | 0 | -0.10273 | -0.10264 | -0.10264 | -0.10264 | -0.10264 | -0.10259 |  | 0 | 0 | 0 | 0 | 0 | 0
116578 | TURNERS FALS | 2.4 | 101 | 1374 | 0 | 0 | 0 | 0 | 0 | 0 | -0.10273 | -0.10264 | -0.10264 | -0.10264 | -0.10264 | -0.10259 |  | 0 | 0 | 0 | 0 | 0 | 0
116579 | CABOT HYDRO | 13.8 | 101 | 1373 | 64.66 | 0 | 64.66 | 64.66 | 0 | 0 | -0.10273 | -0.10264 | -0.10264 | -0.10264 | -0.10264 | -0.10259 |  | 0 | 0 | 0 | 0 | 0 | 0
996270 | SUN BAT_TI~1 | 115 | 101 | 1370 | 0 | 0 | 0 | 0 | 0 | 0 | -0.10273 | -0.10264 | -0.10264 | -0.10264 | -0.10264 | -0.10259 |  | 0 | 0 | 0 | 0 | 0 | 0
994946 | SUN_VERNON~2 | 115 | 101 | 99 | 0 | 0 | 0 | 0 | 0 | 0 | -0.10002 | -0.09966 | -0.09966 | -0.09966 | -0.09966 | -0.09965 |  | 0 | 0 | 0 | 0 | 0 | 0
997010 | HVDC_COOLI~1 | 345 | 101 | 700 | 0 | 0 | 0 | 0 | 0 | 0 | -0.09963 | -0.09929 | -0.09929 | -0.09929 | -0.09929 | -0.09929 |  | 0 | 0 | 0 | 0 | 0 | 0
997910 | SUN_VERNON~1 | 115 | 101 | 700 | 0 | 0 | 0 | 0 | 0 | 0 | -0.09946 | -0.0991 | -0.0991 | -0.0991 | -0.0991 | -0.0991 |  | 0 | 0 | 0 | 0 | 0 | 0
994935 | SUN_CHESTN~1 | 115 | 101 | 680 | 0 | 0 | 0 | 0 | 0 | 0 | -0.0986 | -0.09823 | -0.09823 | -0.09823 | -0.09823 | -0.09823 |  | 0 | 0 | 0 | 0 | 0 | 0
113085 | WENDELL DEP | 13.8 | 101 | 1100 | 0 | 0 | 0 | 0 | 0 | 0 | -0.09673 | -0.09664 | -0.09664 | -0.09664 | -0.09664 | -0.09659 |  | 0 | 0 | 0 | 0 | 0 | 0
993015 | SUN_WENDEL~1 | 115 | 101 | 1100 | 0 | 0 | 0 | 0 | 0 | 0 | -0.09673 | -0.09664 | -0.09664 | -0.09664 | -0.09664 | -0.09659 |  | 0 | 0 | 0 | 0 | 0 | 0
998476 | SUN_CARVER~1 | 46 | 101 | 802 | 0 | 0 | 0 | 0 | 0 | 0 | -0.09573 | -0.09539 | -0.09539 | -0.09539 | -0.09539 | -0.09539 |  | 0 | 0 | 0 | 0 | 0 | 0
108949 | BELDENS | 4.16 | 101 | 704 | 0 | 0 | 0 | 0 | 0 | 0 | -0.09546 | -0.09513 | -0.09513 | -0.09513 | -0.09513 | -0.09513 |  | 0 | 0 | 0 | 0 | 0 | 0
108951 | HUNTINGTON | 4.16 | 101 | 704 | 0 | 0 | 0 | 0 | 0 | 0 | -0.09546 | -0.09513 | -0.09513 | -0.09513 | -0.09513 | -0.09513 |  | 0 | 0 | 0 | 0 | 0 | 0
108953 | PROCTOR HYD | 4.16 | 101 | 704 | 0 | 0 | 0 | 0 | 0 | 0 | -0.09505 | -0.09472 | -0.09472 | -0.09472 | -0.09472 | -0.09472 |  | 0 | 0 | 0 | 0 | 0 | 0
109051 | GLEN HYDRO | 13.2 | 101 | 704 | 0 | 0 | 0 | 0 | 0 | 0 | -0.09442 | -0.09409 | -0.09409 | -0.09409 | -0.09409 | -0.09409 |  | 0 | 0 | 0 | 0 | 0 | 0
109079 | PATCH HYDRO | 2.3 | 101 | 704 | 0 | 0 | 0 | 0 | 0 | 0 | -0.09441 | -0.09407 | -0.09407 | -0.09407 | -0.09407 | -0.09407 |  | 0 | 0 | 0 | 0 | 0 | 0
109151 | COOL_PV_GEN | 0.6 | 101 | 703 | 0 | 0 | 0 | 0 | 0 | 0 | -0.09437 | -0.09402 | -0.09402 | -0.09402 | -0.09402 | -0.09403 |  | 0 | 0 | 0 | 0 | 0 | 0
109053 | RUTLAND GT | 13.2 | 101 | 704 | 0 | 0 | 0 | 0 | 0 | 0 | -0.09435 | -0.09402 | -0.09402 | -0.09402 | -0.09402 | -0.09402 |  | 0 | 0 | 0 | 0 | 0 | 0
109065 | RUT GT_D1_CR | 12.5 | 101 | 802 | 0 | 0 | 0 | 0 | 0 | 0 | -0.09435 | -0.09402 | -0.09402 | -0.09402 | -0.09402 | -0.09402 |  | 0 | 0 | 0 | 0 | 0 | 0
109107 | WEYBRDGE | 12.5 | 101 | 704 | 0 | 0 | 0 | 0 | 0 | 0 | -0.09263 | -0.09231 | -0.09231 | -0.09231 | -0.09231 | -0.09231 |  | 0 | 0 | 0 | 0 | 0 | 0
108992 | VERGENNES GN | 2.4 | 101 | 704 | 0 | 0 | 0 | 0 | 0 | 0 | -0.0914 | -0.09108 | -0.09108 | -0.09108 | -0.09108 | -0.09109 |  | 0 | 0 | 0 | 0 | 0 | 0
997790 | SUN_VERGEN~1 | 115 | 101 | 700 | 45.98 | 0 | 50 | 45.98 | 0 | 4.02 | -0.0914 | -0.09108 | -0.09108 | -0.09108 | -0.09108 | -0.09109 |  | 0 | 0 | 0 | 0 | 0 | 0
109103 | SILVERLAKE | 6.9 | 101 | 704 | 0 | 0 | 0 | 0 | 0 | 0 | -0.08927 | -0.08895 | -0.08895 | -0.08895 | -0.08895 | -0.08896 |  | 0 | 0 | 0 | 0 | 0 | 0
108884 | BURLINGTN_GT | 13.8 | 101 | 704 | 0 | 0 | 0 | 0 | 0 | 0 | -0.08627 | -0.08598 | -0.08598 | -0.08598 | -0.08598 | -0.08598 |  | 0 | 0 | 0 | 0 | 0 | 0
108988 | ESSEX DIESLS | 2.4 | 101 | 704 | 0 | 0 | 0 | 0 | 0 | 0 | -0.08148 | -0.08121 | -0.08121 | -0.08121 | -0.08121 | -0.08121 |  | 0 | 0 | 0 | 0 | 0 | 0
108990 | ESSEX HYDRO | 2.4 | 101 | 704 | 0 | 0 | 0 | 0 | 0 | 0 | -0.08148 | -0.08121 | -0.08121 | -0.08121 | -0.08121 | -0.08121 |  | 0 | 0 | 0 | 0 | 0 | 0
108891 | GORGE GT | 13.8 | 101 | 704 | 0 | 0 | 0 | 0 | 0 | 0 | -0.08144 | -0.08117 | -0.08117 | -0.08117 | -0.08117 | -0.08117 |  | 0 | 0 | 0 | 0 | 0 | 0
108986 | GORGE_HYDRO | 4.16 | 101 | 704 | 0 | 0 | 0 | 0 | 0 | 0 | -0.08144 | -0.08117 | -0.08117 | -0.08117 | -0.08117 | -0.08117 |  | 0 | 0 | 0 | 0 | 0 | 0
109160 | JC MCNEIL | 13.8 | 101 | 704 | 0 | 0 | 0 | 0 | 0 | 0 | -0.08142 | -0.08115 | -0.08115 | -0.08115 | -0.08115 | -0.08115 |  | 0 | 0 | 0 | 0 | 0 | 0
108875 | BED_WINOOSKI | 13.8 | 101 | 704 | 0 | 0 | 0 | 0 | 0 | 0 | -0.08138 | -0.08111 | -0.08111 | -0.08111 | -0.08111 | -0.08111 |  | 0 | 0 | 0 | 0 | 0 | 0
109227 | CLARK FALLS | 2.4 | 101 | 704 | 0 | 0 | 0 | 0 | 0 | 0 | -0.0781 | -0.07784 | -0.07784 | -0.07784 | -0.07784 | -0.07785 |  | 0 | 0 | 0 | 0 | 0 | 0
109226 | PETERSON_GEN | 4 | 101 | 704 | 0 | 0 | 0 | 0 | 0 | 0 | -0.07809 | -0.07783 | -0.07783 | -0.07783 | -0.07783 | -0.07783 |  | 0 | 0 | 0 | 0 | 0 | 0
109229 | MILTON_G | 2.3 | 101 | 704 | 0 | 0 | 0 | 0 | 0 | 0 | -0.07809 | -0.07783 | -0.07783 | -0.07783 | -0.07783 | -0.07783 |  | 0 | 0 | 0 | 0 | 0 | 0
108168 | GEORGIA MTN | 0.69 | 101 | 704 | 0 | 0 | 0 | 0 | 0 | 0 | -0.07803 | -0.07777 | -0.07777 | -0.07777 | -0.07777 | -0.07778 |  | 0 | 0 | 0 | 0 | 0 | 0
109228 | FAIRFAX FALS | 2.3 | 101 | 704 | 0 | 0 | 0 | 0 | 0 | 0 | -0.07771 | -0.07745 | -0.07745 | -0.07745 | -0.07745 | -0.07746 |  | 0 | 0 | 0 | 0 | 0 | 0
108893 | ASCUTNEY GT | 13.8 | 101 | 704 | 0 | 0 | 0 | 0 | 0 | 0 | -0.07762 | -0.07728 | -0.07728 | -0.07728 | -0.07728 | -0.0773 |  | 0 | 0 | 0 | 0 | 0 | 0
998265 | SUN_WINDSOR | 46 | 101 | 812 | 0 | 0 | 0 | 0 | 0 | 0 | -0.07689 | -0.07656 | -0.07656 | -0.07656 | -0.07656 | -0.07658 |  | 0 | 0 | 0 | 0 | 0 | 0
107324 | HG_CONVRTR_S | 115 | 101 | 703 | 0 | 0 | 0 | 0 | 0 | 0 | -0.07583 | -0.07557 | -0.07557 | -0.07557 | -0.07557 | -0.07558 |  | 0 | 0 | 0 | 0 | 0 | 0
911524 | HIGH_DGEN | 115 | 101 | 703 | 0 | 0 | 0 | 0 | 0 | 0 | -0.07583 | -0.07557 | -0.07557 | -0.07557 | -0.07557 | -0.07558 |  | 0 | 0 | 0 | 0 | 0 | 0
108894 | SWANTON GT | 13.8 | 101 | 704 | 0 | 0 | 0 | 0 | 0 | 0 | -0.07579 | -0.07554 | -0.07554 | -0.07554 | -0.07554 | -0.07555 |  | 0 | 0 | 0 | 0 | 0 | 0
109280 | SHELDON_G1 | 4.16 | 101 | 704 | 0 | 0 | 0 | 0 | 0 | 0 | -0.07579 | -0.07554 | -0.07554 | -0.07554 | -0.07554 | -0.07555 |  | 0 | 0 | 0 | 0 | 0 | 0
109281 | SHELDON_G2 | 4.16 | 101 | 704 | 0 | 0 | 0 | 0 | 0 | 0 | -0.07579 | -0.07554 | -0.07554 | -0.07554 | -0.07554 | -0.07555 |  | 0 | 0 | 0 | 0 | 0 | 0
109282 | SHELDON_G3 | 4.16 | 101 | 704 | 0 | 0 | 0 | 0 | 0 | 0 | -0.07579 | -0.07554 | -0.07554 | -0.07554 | -0.07554 | -0.07555 |  | 0 | 0 | 0 | 0 | 0 | 0
109141 | TAFTSVL_GEN | 12.5 | 101 | 704 | 0 | 0 | 0 | 0 | 0 | 0 | -0.07485 | -0.07454 | -0.07454 | -0.07454 | -0.07454 | -0.07456 |  | 0 | 0 | 0 | 0 | 0 | 0
116651 | INDIAN RIVER | 2.3 | 101 | 1334 | 0 | 0 | 0 | 0 | 0 | 0 | -0.07474 | -0.07471 | -0.07471 | -0.07471 | -0.07471 | -0.07465 |  | 0 | 0 | 0 | 0 | 0 | 0
996364 | SUN_BLANDF~1 | 115 | 101 | 1330 | 0 | 0 | 0 | 0 | 0 | 0 | -0.07474 | -0.07471 | -0.07471 | -0.07471 | -0.07471 | -0.07465 |  | 0 | 0 | 0 | 0 | 0 | 0
109140 | NO HARTLAND | 4.16 | 101 | 704 | 0 | 0 | 0 | 0 | 0 | 0 | -0.07419 | -0.07388 | -0.07388 | -0.07388 | -0.07388 | -0.0739 |  | 0 | 0 | 0 | 0 | 0 | 0
106033 | SLAYTON HIL1 | 13.8 | 101 | 400 | 0 | 0 | 0 | 0 | 0 | 0 | -0.07364 | -0.07333 | -0.07333 | -0.07333 | -0.07333 | -0.07336 |  | 0 | 0 | 0 | 0 | 0 | 0
994990 | SUN_FITZWI~1 | 115 | 101 | 680 | 0 | 0 | 0 | 0 | 0 | 0 | -0.07329 | -0.07289 | -0.07289 | -0.07289 | -0.07289 | -0.0729 |  | 0 | 0 | 0 | 0 | 0 | 0
109072 | BOLTON FALLS | 4.16 | 101 | 704 | 0 | 0 | 0 | 0 | 0 | 0 | -0.07276 | -0.07252 | -0.07252 | -0.07252 | -0.07252 | -0.07253 |  | 0 | 0 | 0 | 0 | 0 | 0
109573 | WILDER | 13.8 | 101 | 400 | 0 | 0 | 0 | 0 | 0 | 0 | -0.07213 | -0.07184 | -0.07184 | -0.07184 | -0.07184 | -0.07186 |  | 0 | 0 | 0 | 0 | 0 | 0
109076 | LTTLE RIVER | 4.16 | 101 | 704 | 0 | 0 | 0 | 0 | 0 | 0 | -0.07092 | -0.07069 | -0.07069 | -0.07069 | -0.07069 | -0.0707 |  | 0 | 0 | 0 | 0 | 0 | 0
109080 | MORETOWN | 4.16 | 101 | 704 | 0 | 0 | 0 | 0 | 0 | 0 | -0.07013 | -0.06991 | -0.06991 | -0.06991 | -0.06991 | -0.06992 |  | 0 | 0 | 0 | 0 | 0 | 0
109550 | BELLOWS FALS | 6.9 | 101 | 400 | 0 | 0 | 0 | 0 | 0 | 0 | -0.06924 | -0.06892 | -0.06892 | -0.06892 | -0.06892 | -0.06892 |  | 0 | 0 | 0 | 0 | 0 | 0
998940 | SUN_WESTMI~1 | 12.5 | 101 | 822 | 0 | 0 | 0 | 0 | 0 | 0 | -0.06924 | -0.06892 | -0.06892 | -0.06892 | -0.06892 | -0.06892 |  | 0 | 0 | 0 | 0 | 0 | 0
109321 | KCW_JAY_SC1 | 13.8 | 101 | 704 | 0 | 0 | 0 | 0 | 0 | 0 | -0.06891 | -0.06868 | -0.06868 | -0.06868 | -0.06868 | -0.0687 |  | 0 | 0 | 0 | 0 | 0 | 0
105345 | HEMPHILL PWR | 13.8 | 101 | 564 | 17.5 | 0 | 17.5 | 17.5 | 0 | 0 | -0.06889 | -0.06844 | -0.06844 | -0.06844 | -0.06844 | -0.06851 |  | 0 | 0 | 0 | 0 | 0 | 0
105350 | LEMP_STRING1 | 0.69 | 101 | 564 | 2.21 | 0 | 2.21 | 2.21 | 0 | 0 | -0.06889 | -0.06844 | -0.06844 | -0.06844 | -0.06844 | -0.06851 |  | 0 | 0 | 0 | 0 | 0 | 0
105351 | LEMP_STRING2 | 0.69 | 101 | 564 | 2.21 | 0 | 2.21 | 2.21 | 0 | 0 | -0.06889 | -0.06844 | -0.06844 | -0.06844 | -0.06844 | -0.06851 |  | 0 | 0 | 0 | 0 | 0 | 0
994451 | SUN_NORTH ~2 | 115 | 101 | 560 | 15 | 0 | 15 | 15 | 0 | 0 | -0.06889 | -0.06844 | -0.06844 | -0.06844 | -0.06844 | -0.06851 |  | 0 | 0 | 0 | 0 | 0 | 0
108905 | KINGDOM_GEN | 0.65 | 101 | 704 | 12 | 0 | 12 | 12 | 0 | 0 | -0.06875 | -0.06852 | -0.06852 | -0.06852 | -0.06852 | -0.06854 |  | 0 | 0 | 0 | 0 | 0 | 0
113451 | CHINOOK_PV | 0.6 | 101 | 1110 | 0 | 0 | 0 | 0 | 0 | 0 | -0.06783 | -0.06748 | -0.06748 | -0.06748 | -0.06748 | -0.06748 |  | 0 | 0 | 0 | 0 | 0 | 0
108895 | BERLIN VT_GT | 13.2 | 101 | 704 | 0 | 0 | 0 | 0 | 0 | 0 | -0.06775 | -0.06753 | -0.06753 | -0.06753 | -0.06753 | -0.06755 |  | 0 | 0 | 0 | 0 | 0 | 0
109234 | COVENTRY_GEN | 4.16 | 101 | 704 | 0 | 0 | 0 | 0 | 0 | 0 | -0.06708 | -0.06686 | -0.06686 | -0.06686 | -0.06686 | -0.06688 |  | 0 | 0 | 0 | 0 | 0 | 0
109277 | NEWPORT HY | 4.16 | 101 | 704 | 0 | 0 | 0 | 0 | 0 | 0 | -0.0669 | -0.06669 | -0.06669 | -0.06669 | -0.06669 | -0.0667 |  | 0 | 0 | 0 | 0 | 0 | 0
997560 | SUN_BARRE | 115 | 101 | 700 | 25.58 | 0 | 25.58 | 25.58 | 0 | 0 | -0.0653 | -0.0651 | -0.0651 | -0.0651 | -0.0651 | -0.06511 |  | 0 | 0 | 0 | 0 | 0 | 0
109104 | MARSHFIELD | 4.16 | 101 | 704 | 0 | 0 | 0 | 0 | 0 | 0 | -0.06522 | -0.06502 | -0.06502 | -0.06502 | -0.06502 | -0.06503 |  | 0 | 0 | 0 | 0 | 0 | 0
105731 | ANTRIM GSU | 0.69 | 101 | 684 | 0 | 0 | 0 | 0 | 0 | 0 | -0.06502 | -0.06442 | -0.06442 | -0.06442 | -0.06442 | -0.06452 |  | 0 | 0 | 0 | 0 | 0 | 0
994895 | WND_TUTTLE~1 | 115 | 101 | 680 | 28.4 | 0 | 28.4 | 28.4 | 0 | 0 | -0.06502 | -0.06442 | -0.06442 | -0.06442 | -0.06442 | -0.06452 |  | 0 | 0 | 0 | 0 | 0 | 0
108898 | SHEFLD CLR-N | 0.69 | 101 | 704 | 0 | 0 | 0 | 0 | 0 | 0 | -0.06223 | -0.06203 | -0.06203 | -0.06203 | -0.06203 | -0.06205 |  | 0 | 0 | 0 | 0 | 0 | 0
108899 | SHEFLD CLR-S | 0.69 | 101 | 704 | 0 | 0 | 0 | 0 | 0 | 0 | -0.06223 | -0.06203 | -0.06203 | -0.06203 | -0.06203 | -0.06205 |  | 0 | 0 | 0 | 0 | 0 | 0
109102 | WDANVILLE HY | 7.2 | 101 | 704 | 0 | 0 | 0 | 0 | 0 | 0 | -0.06196 | -0.06177 | -0.06177 | -0.06177 | -0.06177 | -0.06179 |  | 0 | 0 | 0 | 0 | 0 | 0
105726 | JACKMAN HYD | 2.4 | 101 | 684 | 3.6 | 0 | 3.6 | 3.6 | 0 | 0 | -0.06082 | -0.06017 | -0.06017 | -0.06017 | -0.06017 | -0.06029 |  | 0 | 0 | 0 | 0 | 0 | 0
109106 | BARNET_D | 2.4 | 101 | 704 | 0 | 0 | 0 | 0 | 0 | 0 | -0.0587 | -0.05853 | -0.05853 | -0.05853 | -0.05853 | -0.05855 |  | 0 | 0 | 0 | 0 | 0 | 0
106048 | MCINDOES FLS | 2.4 | 101 | 400 | 0 | 0 | 0 | 0 | 0 | 0 | -0.05866 | -0.05849 | -0.05849 | -0.05849 | -0.05849 | -0.0585 |  | 0 | 0 | 0 | 0 | 0 | 0
109070 | DODGE FALLS | 4.25 | 101 | 704 | 0 | 0 | 0 | 0 | 0 | 0 | -0.05866 | -0.05849 | -0.05849 | -0.05849 | -0.05849 | -0.0585 |  | 0 | 0 | 0 | 0 | 0 | 0
109131 | BATH | 2.4 | 101 | 704 | 0 | 0 | 0 | 0 | 0 | 0 | -0.05866 | -0.05849 | -0.05849 | -0.05849 | -0.05849 | -0.0585 |  | 0 | 0 | 0 | 0 | 0 | 0
109170 | RYEGATE WOOD | 13.8 | 101 | 704 | 19 | 0 | 19 | 19 | 0 | 0 | -0.05866 | -0.05849 | -0.05849 | -0.05849 | -0.05849 | -0.0585 |  | 0 | 0 | 0 | 0 | 0 | 0
109248 | EAST BARNET | 4 | 101 | 704 | 0 | 0 | 0 | 0 | 0 | 0 | -0.05767 | -0.05749 | -0.05749 | -0.05749 | -0.05749 | -0.05751 |  | 0 | 0 | 0 | 0 | 0 | 0
109252 | PASSUMPSIC | 2.4 | 101 | 704 | 0 | 0 | 0 | 0 | 0 | 0 | -0.05767 | -0.05749 | -0.05749 | -0.05749 | -0.05749 | -0.05751 |  | 0 | 0 | 0 | 0 | 0 | 0
109253 | ARNOLD FALLS | 2.3 | 101 | 704 | 0 | 0 | 0 | 0 | 0 | 0 | -0.05767 | -0.05749 | -0.05749 | -0.05749 | -0.05749 | -0.05751 |  | 0 | 0 | 0 | 0 | 0 | 0
109254 | PIERCE MILLS | 2.3 | 101 | 704 | 0 | 0 | 0 | 0 | 0 | 0 | -0.05767 | -0.05749 | -0.05749 | -0.05749 | -0.05749 | -0.05751 |  | 0 | 0 | 0 | 0 | 0 | 0
994264 | SUN_LITTLE~1 | 115 | 101 | 560 | 27 | 0 | 27 | 27 | 0 | 0 | -0.05554 | -0.05537 | -0.05537 | -0.05537 | -0.05537 | -0.05539 |  | 0 | 0 | 0 | 0 | 0 | 0
105110 | GRANITE DVAR | 0.48 | 101 | 524 | 0 | 0 | 0 | 0 | 0 | 0 | -0.05548 | -0.05528 | -0.05528 | -0.05528 | -0.05528 | -0.05531 |  | 0 | 0 | 0 | 0 | 0 | 0
105113 | GRANITE_DIX | 1 | 101 | 524 | 6.34 | 0 | 6.34 | 6.34 | 0 | 0 | -0.05548 | -0.05528 | -0.05528 | -0.05528 | -0.05528 | -0.05531 |  | 0 | 0 | 0 | 0 | 0 | 0
105117 | GW_FSH_AG 9A | 1 | 101 | 524 | 8.15 | 0 | 8.15 | 8.15 | 0 | 0 | -0.05548 | -0.05528 | -0.05528 | -0.05528 | -0.05528 | -0.05531 |  | 0 | 0 | 0 | 0 | 0 | 0
105120 | GW_FSH_T33L | 1 | 101 | 524 | 0.91 | 0 | 0.91 | 0.91 | 0 | 0 | -0.05548 | -0.05528 | -0.05528 | -0.05528 | -0.05528 | -0.05531 |  | 0 | 0 | 0 | 0 | 0 | 0
105123 | GW_FSH_T31L | 1 | 101 | 524 | 0.91 | 0 | 0.91 | 0.91 | 0 | 0 | -0.05548 | -0.05528 | -0.05528 | -0.05528 | -0.05528 | -0.05531 |  | 0 | 0 | 0 | 0 | 0 | 0
105125 | GW_FSH_T32L | 1 | 101 | 524 | 0.91 | 0 | 0.91 | 0.91 | 0 | 0 | -0.05548 | -0.05528 | -0.05528 | -0.05528 | -0.05528 | -0.05531 |  | 0 | 0 | 0 | 0 | 0 | 0
105128 | GRAN OWLAG | 1 | 101 | 524 | 4.53 | 0 | 4.53 | 4.53 | 0 | 0 | -0.05548 | -0.05528 | -0.05528 | -0.05528 | -0.05528 | -0.05531 |  | 0 | 0 | 0 | 0 | 0 | 0
105132 | GW_OWL_T16L | 1 | 101 | 524 | 0.91 | 0 | 0.91 | 0.91 | 0 | 0 | -0.05548 | -0.05528 | -0.05528 | -0.05528 | -0.05528 | -0.05531 |  | 0 | 0 | 0 | 0 | 0 | 0
105135 | GW_OWL_T15L | 1 | 101 | 524 | 0.91 | 0 | 0.91 | 0.91 | 0 | 0 | -0.05548 | -0.05528 | -0.05528 | -0.05528 | -0.05528 | -0.05531 |  | 0 | 0 | 0 | 0 | 0 | 0
105138 | GW_OWL_T14L | 1 | 101 | 524 | 0.91 | 0 | 0.91 | 0.91 | 0 | 0 | -0.05548 | -0.05528 | -0.05528 | -0.05528 | -0.05528 | -0.05531 |  | 0 | 0 | 0 | 0 | 0 | 0
105140 | GW_OWL_T13L | 1 | 101 | 524 | 0.91 | 0 | 0.91 | 0.91 | 0 | 0 | -0.05548 | -0.05528 | -0.05528 | -0.05528 | -0.05528 | -0.05531 |  | 0 | 0 | 0 | 0 | 0 | 0
105143 | GW_OWL_T12L | 1 | 101 | 524 | 0.91 | 0 | 0.91 | 0.91 | 0 | 0 | -0.05548 | -0.05528 | -0.05528 | -0.05528 | -0.05528 | -0.05531 |  | 0 | 0 | 0 | 0 | 0 | 0
105145 | GW_OWL_T11L | 1 | 101 | 524 | 0.91 | 0 | 0.91 | 0.91 | 0 | 0 | -0.05548 | -0.05528 | -0.05528 | -0.05528 | -0.05528 | -0.05531 |  | 0 | 0 | 0 | 0 | 0 | 0
105147 | GW_OWL_T10L | 1 | 101 | 524 | 0.91 | 0 | 0.91 | 0.91 | 0 | 0 | -0.05548 | -0.05528 | -0.05528 | -0.05528 | -0.05528 | -0.05531 |  | 0 | 0 | 0 | 0 | 0 | 0
105149 | GW_OWL_T09L | 1 | 101 | 524 | 0.91 | 0 | 0.91 | 0.91 | 0 | 0 | -0.05548 | -0.05528 | -0.05528 | -0.05528 | -0.05528 | -0.05531 |  | 0 | 0 | 0 | 0 | 0 | 0
105151 | GW_OWL_T08L | 1 | 101 | 524 | 0.91 | 0 | 0.91 | 0.91 | 0 | 0 | -0.05548 | -0.05528 | -0.05528 | -0.05528 | -0.05528 | -0.05531 |  | 0 | 0 | 0 | 0 | 0 | 0
105152 | SMITH HYDRO | 6.6 | 101 | 523 | 17.6 | 0 | 17.6 | 17.6 | 0 | 0 | -0.05548 | -0.05528 | -0.05528 | -0.05528 | -0.05528 | -0.05531 |  | 0 | 0 | 0 | 0 | 0 | 0
105180 | PONTOOK HYD | 4.16 | 101 | 524 | 9.6 | 0 | 9.6 | 9.6 | 0 | 0 | -0.05548 | -0.05528 | -0.05528 | -0.05528 | -0.05528 | -0.05531 |  | 0 | 0 | 0 | 0 | 0 | 0
105188 | BURGESS GEN | 13.8 | 101 | 523 | 65.38 | 0 | 65.38 | 65.38 | 0 | 0 | -0.05548 | -0.05528 | -0.05528 | -0.05528 | -0.05528 | -0.05531 |  | 0 | 0 | 0 | 0 | 0 | 0
105193 | GLAKES BERLN | 23 | 101 | 524 | 25 | 0 | 25 | 25 | 0 | 0 | -0.05548 | -0.05528 | -0.05528 | -0.05528 | -0.05528 | -0.05531 |  | 0 | 0 | 0 | 0 | 0 | 0
105194 | GORHAM HYDRO | 2.3 | 101 | 524 | 2.05 | 0 | 2.05 | 2.05 | 0 | 0 | -0.05548 | -0.05528 | -0.05528 | -0.05528 | -0.05528 | -0.05531 |  | 0 | 0 | 0 | 0 | 0 | 0
105197 | JERICHO | 0.69 | 101 | 523 | 2.5 | 0 | 2.5 | 2.5 | 0 | 0 | -0.05548 | -0.05528 | -0.05528 | -0.05528 | -0.05528 | -0.05531 |  | 0 | 0 | 0 | 0 | 0 | 0
105206 | LOST NATION | 13.2 | 101 | 524 | 14.1 | 0 | 14.1 | 14.1 | 0 | 0 | -0.05548 | -0.05528 | -0.05528 | -0.05528 | -0.05528 | -0.05531 |  | 0 | 0 | 0 | 0 | 0 | 0
105219 | BETHLEHEM | 13.8 | 101 | 524 | 15.75 | 0 | 15.75 | 15.75 | 0 | 0 | -0.05548 | -0.05528 | -0.05528 | -0.05528 | -0.05528 | -0.05531 |  | 0 | 0 | 0 | 0 | 0 | 0
105221 | WHITEFLD P&L | 13.8 | 101 | 524 | 18 | 0 | 18 | 18 | 0 | 0 | -0.05548 | -0.05528 | -0.05528 | -0.05528 | -0.05528 | -0.05531 |  | 0 | 0 | 0 | 0 | 0 | 0
994210 | SUN_PARIS | 115 | 101 | 520 | 45 | 0 | 45 | 45 | 0 | 0 | -0.05548 | -0.05528 | -0.05528 | -0.05528 | -0.05528 | -0.05531 |  | 0 | 0 | 0 | 0 | 0 | 0
994220 | WAT BAT_BE~1 | 115 | 101 | 520 | 15 | 0 | 15 | 15 | 0 | 0 | -0.05548 | -0.05528 | -0.05528 | -0.05528 | -0.05528 | -0.05531 |  | 0 | 0 | 0 | 0 | 0 | 0
994231 | SUNBAT_Ber~1 | 115 | 101 | 520 | 113.01 | 0 | 113.01 | 113.01 | 0 | 0 | -0.05548 | -0.05528 | -0.05528 | -0.05528 | -0.05528 | -0.05531 |  | 0 | 0 | 0 | 0 | 0 | 0
106044 | MOORE G1 | 13.8 | 101 | 400 | 51.82 | 0 | 51.82 | 51.82 | 0 | 0 | -0.05532 | -0.05515 | -0.05515 | -0.05515 | -0.05515 | -0.05517 |  | 0 | 0 | 0 | 0 | 0 | 0
106046 | MOORE G3 | 13.8 | 101 | 400 | 47.27 | 0 | 47.27 | 47.27 | 0 | 0 | -0.05511 | -0.05496 | -0.05496 | -0.05496 | -0.05496 | -0.05497 |  | 0 | 0 | 0 | 0 | 0 | 0
105271 | WHITELAKE_JT | 13.8 | 101 | 564 | 18.1 | 0 | 18.1 | 18.1 | 0 | 0 | -0.05492 | -0.0545 | -0.0545 | -0.0545 | -0.0545 | -0.0546 |  | 0 | 0 | 0 | 0 | 0 | 0
105276 | TAMWORTH GEN | 13.8 | 101 | 564 | 21.15 | 0 | 21.15 | 21.15 | 0 | 0 | -0.05492 | -0.0545 | -0.0545 | -0.0545 | -0.0545 | -0.0546 |  | 0 | 0 | 0 | 0 | 0 | 0
105288 | GROTON G1 | 0.69 | 101 | 564 | 4.88 | 0 | 4.88 | 4.88 | 0 | 0 | -0.05487 | -0.05443 | -0.05443 | -0.05443 | -0.05443 | -0.05453 |  | 0 | 0 | 0 | 0 | 0 | 0
105290 | GROTON G2 | 0.69 | 101 | 564 | 4.88 | 0 | 4.88 | 4.88 | 0 | 0 | -0.05487 | -0.05443 | -0.05443 | -0.05443 | -0.05443 | -0.05453 |  | 0 | 0 | 0 | 0 | 0 | 0
105291 | GROTON DVAR | 0.48 | 101 | 564 | 0 | 0 | 0 | 0 | 0 | 0 | -0.05487 | -0.05443 | -0.05443 | -0.05443 | -0.05443 | -0.05453 |  | 0 | 0 | 0 | 0 | 0 | 0
105297 | BRIDGEWATER | 13.8 | 101 | 564 | 15.75 | 0 | 15.75 | 15.75 | 0 | 0 | -0.05476 | -0.05428 | -0.05428 | -0.05428 | -0.05428 | -0.0544 |  | 0 | 0 | 0 | 0 | 0 | 0
106045 | MOORE G2 | 13.8 | 101 | 400 | 47.27 | 0 | 47.27 | 47.27 | 0 | 0 | -0.05473 | -0.05458 | -0.05458 | -0.05458 | -0.05458 | -0.0546 |  | 0 | 0 | 0 | 0 | 0 | 0
996009 | WAT_MOORE ~1 | 230 | 101 | 400 | 4.6 | 0 | 4.6 | 4.6 | 0 | 0 | -0.05473 | -0.05458 | -0.05458 | -0.05458 | -0.05458 | -0.0546 |  | 0 | 0 | 0 | 0 | 0 | 0
106047 | MOORE G4 | 13.8 | 101 | 400 | 47.27 | 0 | 47.27 | 47.27 | 0 | 0 | -0.05472 | -0.05457 | -0.05457 | -0.05457 | -0.05457 | -0.05458 |  | 0 | 0 | 0 | 0 | 0 | 0
105310 | ALEXANDRIA_G | 13.8 | 101 | 564 | 16.5 | 0 | 16.5 | 16.5 | 0 | 0 | -0.05464 | -0.0541 | -0.0541 | -0.0541 | -0.0541 | -0.05424 |  | 0 | 0 | 0 | 0 | 0 | 0
105317 | AYERS ISLAND | 2.3 | 101 | 564 | 9.08 | 0 | 9.08 | 9.08 | 0 | 0 | -0.05464 | -0.0541 | -0.0541 | -0.0541 | -0.0541 | -0.05424 |  | 0 | 0 | 0 | 0 | 0 | 0
106040 | COMERFORD G1 | 13.8 | 101 | 400 | 32.24 | 0 | 32.24 | 32.24 | 0 | 0 | -0.05454 | -0.0544 | -0.0544 | -0.0544 | -0.0544 | -0.05442 |  | 0 | 0 | 0 | 0 | 0 | 0
106041 | COMERFORD G2 | 13.8 | 101 | 400 | 44.63 | 0 | 44.63 | 44.63 | 0 | 0 | -0.05454 | -0.0544 | -0.0544 | -0.0544 | -0.0544 | -0.05442 |  | 0 | 0 | 0 | 0 | 0 | 0
106042 | COMERFORD G3 | 13.8 | 101 | 400 | 44.63 | 0 | 44.63 | 44.63 | 0 | 0 | -0.05454 | -0.0544 | -0.0544 | -0.0544 | -0.0544 | -0.05442 |  | 0 | 0 | 0 | 0 | 0 | 0
106043 | COMERFORD G4 | 13.8 | 101 | 400 | 44.63 | 0 | 44.63 | 44.63 | 0 | 0 | -0.05454 | -0.0544 | -0.0544 | -0.0544 | -0.0544 | -0.05442 |  | 0 | 0 | 0 | 0 | 0 | 0
996003 | SUN_COMERF~1 | 230 | 101 | 400 | 76.25 | 0 | 76.25 | 76.25 | 0 | 0 | -0.05454 | -0.0544 | -0.0544 | -0.0544 | -0.0544 | -0.05442 |  | 0 | 0 | 0 | 0 | 0 | 0
105324 | EASTMAN FALS | 2.4 | 101 | 564 | 6.47 | 0 | 6.47 | 6.47 | 0 | 0 | -0.05447 | -0.05387 | -0.05387 | -0.05387 | -0.05387 | -0.05403 |  | 0 | 0 | 0 | 0 | 0 | 0
105334 | LACONIA | 34.5 | 101 | 562 | 0.89 | 0 | 0.89 | 0.89 | 0 | 0 | -0.05447 | -0.05387 | -0.05387 | -0.05387 | -0.05387 | -0.05403 |  | 0 | 0 | 0 | 0 | 0 | 0
994418 | SUN_WEBSTER | 115 | 101 | 560 | 19.9 | 0 | 19.9 | 19.9 | 0 | 0 | -0.05447 | -0.05387 | -0.05387 | -0.05387 | -0.05387 | -0.05403 |  | 0 | 0 | 0 | 0 | 0 | 0
105357 | FARMWOOD_SC1 | 12.5 | 101 | 563 | 0 | 0 | 0 | 0 | 0 | 0 | -0.05051 | -0.04983 | -0.04983 | -0.04983 | -0.04983 | -0.05002 |  | 0 | 0 | 0 | 0 | 0 | 0
105358 | FARMWOOD_SC2 | 12.5 | 101 | 563 | 0 | 0 | 0 | 0 | 0 | 0 | -0.05051 | -0.04983 | -0.04983 | -0.04983 | -0.04983 | -0.05002 |  | 0 | 0 | 0 | 0 | 0 | 0
105362 | WES CONCORD | 4.16 | 101 | 644 | 13 | 0 | 13 | 13 | 0 | 0 | -0.05051 | -0.04983 | -0.04983 | -0.04983 | -0.04983 | -0.05002 |  | 0 | 0 | 0 | 0 | 0 | 0
113020 | DaymarkGe~42 | 115 | 101 | 1100 | 0 | 0 | 0 | 0 | 0 | 0 | -0.04817 | -0.04822 | -0.04822 | -0.04822 | -0.04822 | -0.04815 |  | 0 | 0 | 0 | 0 | 0 | 0
105374 | GARVINS HYD | 11 | 101 | 644 | 7.66 | 0 | 7.66 | 7.66 | 0 | 0 | -0.04761 | -0.04684 | -0.04684 | -0.04684 | -0.04684 | -0.04707 |  | 0 | 0 | 0 | 0 | 0 | 0
105375 | HOOKSET HYD | 11 | 101 | 644 | 7.15 | 0 | 7.15 | 7.15 | 0 | 0 | -0.04761 | -0.04684 | -0.04684 | -0.04684 | -0.04684 | -0.04707 |  | 0 | 0 | 0 | 0 | 0 | 0
105700 | AMOSKEAG N. | 2.3 | 101 | 644 | 8.75 | 0 | 8.75 | 8.75 | 0 | 0 | -0.04761 | -0.04684 | -0.04684 | -0.04684 | -0.04684 | -0.04703 |  | 0 | 0 | 0 | 0 | 0 | 0
105701 | AMOSKEAG S. | 2.3 | 101 | 644 | 8.75 | 0 | 8.75 | 8.75 | 0 | 0 | -0.04761 | -0.04684 | -0.04684 | -0.04684 | -0.04684 | -0.04703 |  | 0 | 0 | 0 | 0 | 0 | 0
994484 | SUN_GARVINS | 115 | 101 | 640 | 17.5 | 0 | 17.5 | 17.5 | 0 | 0 | -0.04761 | -0.04684 | -0.04684 | -0.04684 | -0.04684 | -0.04707 |  | 0 | 0 | 0 | 0 | 0 | 0
105385 | MERRIMACK_G1 | 14.4 | 101 | 643 | 112.5 | 0 | 112.5 | 112.5 | 0 | 0 | -0.04742 | -0.04672 | -0.04672 | -0.04672 | -0.04672 | -0.04691 |  | 0 | 0 | 0 | 0 | 0 | 0
105386 | MERRIMACK_G2 | 24 | 101 | 643 | 335.49 | 0 | 335.49 | 335.49 | 0 | 0 | -0.04742 | -0.04672 | -0.04672 | -0.04672 | -0.04672 | -0.04691 |  | 0 | 0 | 0 | 0 | 0 | 0
105387 | MERRIMACK_CT | 13.8 | 101 | 643 | 35.4 | 0 | 35.4 | 35.4 | 0 | 0 | -0.04742 | -0.04672 | -0.04672 | -0.04672 | -0.04672 | -0.04691 |  | 0 | 0 | 0 | 0 | 0 | 0
995034 | SUN_S-MILF~1 | 115 | 101 | 640 | 16 | 0 | 16 | 16 | 0 | 0 | -0.04707 | -0.04631 | -0.04631 | -0.04631 | -0.04631 | -0.0464 |  | 0 | 0 | 0 | 0 | 0 | 0
994502 | WND_PINE H~1 | 115 | 101 | 640 | 4.98 | 0 | 4.98 | 4.98 | 0 | 0 | -0.04639 | -0.04539 | -0.04539 | -0.04539 | -0.04539 | -0.0457 |  | 0 | 0 | 0 | 0 | 0 | 0
105633 | GRANITE R ST | 16 | 101 | 643 | 231.83 | 0 | 231.83 | 231.83 | 0 | 0 | -0.04385 | -0.04296 | -0.04296 | -0.04296 | -0.04296 | -0.04307 |  | 0 | 0 | 0 | 0 | 0 | 0
105415 | ROCH LANDFIL | 4.16 | 101 | 604 | 4.98 | 0 | 4.98 | 4.98 | 0 | 0 | -0.04327 | -0.04185 | -0.04185 | -0.04185 | -0.04185 | -0.04241 |  | 0 | 0 | 0 | 0 | 0 | 0
994517 | SUN_EASTPORT | 115 | 101 | 600 | 38 | 0 | 38 | 38 | 0 | 0 | -0.04327 | -0.04185 | -0.04185 | -0.04185 | -0.04185 | -0.04241 |  | 0 | 0 | 0 | 0 | 0 | 0
105882 | MINES FALLS | 34.5 | 101 | 644 | 0.83 | 0 | 0.83 | 0.83 | 0 | 0 | -0.04321 | -0.04261 | -0.04261 | -0.04261 | -0.04261 | -0.04265 |  | 0 | 0 | 0 | 0 | 0 | 0
105450 | SCHILLER_G4 | 13.8 | 101 | 603 | 47.5 | 0 | 47.5 | 47.5 | 0 | 0 | -0.04292 | -0.04154 | -0.04154 | -0.04154 | -0.04154 | -0.04205 |  | 0 | 0 | 0 | 0 | 0 | 0
105451 | SCHILLER_G5 | 13.8 | 101 | 603 | 49.6 | 0 | 49.6 | 49.6 | 0 | 0 | -0.04292 | -0.04154 | -0.04154 | -0.04154 | -0.04154 | -0.04205 |  | 0 | 0 | 0 | 0 | 0 | 0
105452 | SCHILLER_G6 | 13.8 | 101 | 603 | 48 | 0 | 48 | 48 | 0 | 0 | -0.04292 | -0.04154 | -0.04154 | -0.04154 | -0.04154 | -0.04205 |  | 0 | 0 | 0 | 0 | 0 | 0
105454 | SCHILLER JET | 13.8 | 101 | 604 | 17.62 | 0 | 17.62 | 17.62 | 0 | 0 | -0.04292 | -0.04154 | -0.04154 | -0.04154 | -0.04154 | -0.04205 |  | 0 | 0 | 0 | 0 | 0 | 0
994704 | SUN_BRENTW~1 | 115 | 101 | 600 | 10 | 0 | 10 | 10 | 0 | 0 | -0.04289 | -0.04179 | -0.04179 | -0.04179 | -0.04179 | -0.04205 |  | 0 | 0 | 0 | 0 | 0 | 0
100484 | SANFORD | 34.5 | 101 | 112 | 0 | 0 | 0 | 0 | 0 | 0 | -0.0425 | -0.04076 | -0.04076 | -0.04076 | -0.04076 | -0.04158 |  | 0 | 0 | 0 | 0 | 0 | 0
100758 | SANFORD G1 | 0.6 | 101 | 113 | 0 | 0 | 0 | 0 | 0 | 0 | -0.04246 | -0.04069 | -0.04069 | -0.04069 | -0.04069 | -0.04154 |  | 0 | 0 | 0 | 0 | 0 | 0
100463 | SKELTON HYD2 | 6.9 | 101 | 114 | 0 | 0 | 0 | 0 | 0 | 0 | -0.04242 | -0.04068 | -0.04068 | -0.04068 | -0.04068 | -0.0415 |  | 0 | 0 | 0 | 0 | 0 | 0
100473 | SKELTON HYD1 | 6.9 | 101 | 114 | 0 | 0 | 0 | 0 | 0 | 0 | -0.04242 | -0.04068 | -0.04068 | -0.04068 | -0.04068 | -0.0415 |  | 0 | 0 | 0 | 0 | 0 | 0
100474 | CATRACT EAST | 11.5 | 101 | 114 | 8.9 | 0 | 8.9 | 8.9 | 0 | 0 | -0.04242 | -0.04068 | -0.04068 | -0.04068 | -0.04068 | -0.04149 |  | 0 | 0 | 0 | 0 | 0 | 0
100476 | BAR MILLS HY | 2.4 | 101 | 114 | 0 | 0 | 0 | 0 | 0 | 0 | -0.04241 | -0.04068 | -0.04068 | -0.04068 | -0.04068 | -0.04149 |  | 0 | 0 | 0 | 0 | 0 | 0
100448 | BONNY EAGLE | 2.4 | 101 | 114 | 0 | 0 | 0 | 0 | 0 | 0 | -0.0424 | -0.04068 | -0.04068 | -0.04068 | -0.04068 | -0.04148 |  | 0 | 0 | 0 | 0 | 0 | 0
100481 | W BUXTON HYD | 2.3 | 101 | 114 | 0 | 0 | 0 | 0 | 0 | 0 | -0.0424 | -0.04068 | -0.04068 | -0.04068 | -0.04068 | -0.04148 |  | 0 | 0 | 0 | 0 | 0 | 0
100418 | SAPPI WBRK 9 | 13.8 | 101 | 112 | 32.12 | 0 | 32.12 | 32.12 | 0 | 0 | -0.04239 | -0.04067 | -0.04067 | -0.04067 | -0.04067 | -0.04146 |  | 0 | 0 | 0 | 0 | 0 | 0
100419 | SAPPI WBRK10 | 13.8 | 101 | 112 | 10.95 | 0 | 10.95 | 10.95 | 0 | 0 | -0.04239 | -0.04067 | -0.04067 | -0.04067 | -0.04067 | -0.04146 |  | 0 | 0 | 0 | 0 | 0 | 0
100449 | HIRAM HYDRO | 2.4 | 101 | 114 | 11.6 | 0 | 11.6 | 11.6 | 0 | 0 | -0.04239 | -0.04068 | -0.04068 | -0.04068 | -0.04068 | -0.04147 |  | 0 | 0 | 0 | 0 | 0 | 0
100464 | ECO ME PTRR | 13.2 | 101 | 114 | 0 | 0 | 0 | 0 | 0 | 0 | -0.04239 | -0.04067 | -0.04067 | -0.04067 | -0.04067 | -0.04146 |  | 0 | 0 | 0 | 0 | 0 | 0
100475 | NORTH GORHAM | 13.2 | 101 | 114 | 0 | 0 | 0 | 0 | 0 | 0 | -0.04239 | -0.04068 | -0.04068 | -0.04068 | -0.04068 | -0.04146 |  | 0 | 0 | 0 | 0 | 0 | 0
100367 | YARMOUTH #3 | 14.4 | 101 | 113 | 116 | 0 | 116 | 116 | 0 | 0 | -0.04238 | -0.04067 | -0.04067 | -0.04067 | -0.04067 | -0.04146 |  | 0 | 0 | 0 | 0 | 0 | 0
100386 | WESTBROOK C1 | 18 | 101 | 113 | 174.71 | 0 | 174.71 | 174.71 | 0 | 0 | -0.04238 | -0.04067 | -0.04067 | -0.04067 | -0.04067 | -0.04146 |  | 0 | 0 | 0 | 0 | 0 | 0
100387 | WESTBROOK C2 | 18 | 101 | 113 | 174.71 | 0 | 174.71 | 174.71 | 0 | 0 | -0.04238 | -0.04067 | -0.04067 | -0.04067 | -0.04067 | -0.04146 |  | 0 | 0 | 0 | 0 | 0 | 0
100388 | WESTBROOK ST | 18 | 101 | 113 | 180.58 | 0 | 180.58 | 180.58 | 0 | 0 | -0.04238 | -0.04067 | -0.04067 | -0.04067 | -0.04067 | -0.04146 |  | 0 | 0 | 0 | 0 | 0 | 0
100465 | CAPE GT 4 | 13.2 | 101 | 113 | 0 | 0 | 0 | 0 | 0 | 0 | -0.04238 | -0.04067 | -0.04067 | -0.04067 | -0.04067 | -0.04146 |  | 0 | 0 | 0 | 0 | 0 | 0
100466 | CAPE GT 5 | 13.2 | 101 | 113 | 0 | 0 | 0 | 0 | 0 | 0 | -0.04238 | -0.04067 | -0.04067 | -0.04067 | -0.04067 | -0.04146 |  | 0 | 0 | 0 | 0 | 0 | 0
100492 | CASCO BATT | 0.53 | 101 | 113 | 0 | 0 | 0 | 0 | 0 | 0 | -0.04238 | -0.04067 | -0.04067 | -0.04067 | -0.04067 | -0.04146 |  | 0 | 0 | 0 | 0 | 0 | 0
100351 | KIBBY STRNG1 | 1 | 101 | 144 | 6.03 | 0 | 6.03 | 6.03 | 0 | 0 | -0.04237 | -0.0407 | -0.0407 | -0.0407 | -0.0407 | -0.04144 |  | 0 | 0 | 0 | 0 | 0 | 0
100352 | KIBBY STRNG2 | 1 | 101 | 144 | 0 | 0 | 0 | 0 | 0 | 0 | -0.04237 | -0.0407 | -0.0407 | -0.0407 | -0.0407 | -0.04144 |  | 0 | 0 | 0 | 0 | 0 | 0
100353 | KIBBY STRNG3 | 1 | 101 | 144 | 6.03 | 0 | 6.03 | 6.03 | 0 | 0 | -0.04237 | -0.0407 | -0.0407 | -0.0407 | -0.0407 | -0.04144 |  | 0 | 0 | 0 | 0 | 0 | 0
100354 | KIBBY STRNG4 | 1 | 101 | 144 | 4.17 | 0 | 4.17 | 4.17 | 0 | 0 | -0.04237 | -0.0407 | -0.0407 | -0.0407 | -0.0407 | -0.04144 |  | 0 | 0 | 0 | 0 | 0 | 0
100355 | KIBBY W DVAR | 34.5 | 101 | 144 | 0 | 0 | 0 | 0 | 0 | 0 | -0.04237 | -0.0407 | -0.0407 | -0.0407 | -0.0407 | -0.04144 |  | 0 | 0 | 0 | 0 | 0 | 0
100356 | HARRIS HY T1 | 13.8 | 101 | 113 | 17 | 0 | 17 | 17 | 0 | 0 | -0.04237 | -0.0407 | -0.0407 | -0.0407 | -0.0407 | -0.04144 |  | 0 | 0 | 0 | 0 | 0 | 0
100357 | HARRIS HY T2 | 13.8 | 101 | 113 | 0 | 0 | 0 | 0 | 0 | 0 | -0.04237 | -0.0407 | -0.0407 | -0.0407 | -0.0407 | -0.04144 |  | 0 | 0 | 0 | 0 | 0 | 0
100358 | HARRIS HY T3 | 13.8 | 101 | 113 | 0 | 0 | 0 | 0 | 0 | 0 | -0.04237 | -0.0407 | -0.0407 | -0.0407 | -0.0407 | -0.04144 |  | 0 | 0 | 0 | 0 | 0 | 0
100359 | VERJAY RILEY | 2.4 | 101 | 114 | 6.6 | 0 | 6.6 | 6.6 | 0 | 0 | -0.04237 | -0.0407 | -0.0407 | -0.0407 | -0.0407 | -0.04145 |  | 0 | 0 | 0 | 0 | 0 | 0
100360 | WYMAN HYD#1 | 13.8 | 101 | 113 | 29.01 | 0 | 29.01 | 29.01 | 0 | 0 | -0.04237 | -0.0407 | -0.0407 | -0.0407 | -0.0407 | -0.04144 |  | 0 | 0 | 0 | 0 | 0 | 0
100361 | WYMAN HYD#2 | 13.8 | 101 | 113 | 29.9 | 0 | 29.9 | 29.9 | 0 | 0 | -0.04237 | -0.0407 | -0.0407 | -0.0407 | -0.0407 | -0.04144 |  | 0 | 0 | 0 | 0 | 0 | 0
100362 | WYMAN HYD#3 | 13.8 | 101 | 113 | 0 | 0 | 0 | 0 | 0 | 0 | -0.04237 | -0.0407 | -0.0407 | -0.0407 | -0.0407 | -0.04144 |  | 0 | 0 | 0 | 0 | 0 | 0
100363 | WILLIAMS #1 | 6.9 | 101 | 113 | 8.22 | 0 | 8.22 | 8.22 | 0 | 0 | -0.04237 | -0.0407 | -0.0407 | -0.0407 | -0.0407 | -0.04144 |  | 0 | 0 | 0 | 0 | 0 | 0
100364 | WILLIAMS #2 | 6.9 | 101 | 113 | 0 | 0 | 0 | 0 | 0 | 0 | -0.04237 | -0.0407 | -0.0407 | -0.0407 | -0.0407 | -0.04144 |  | 0 | 0 | 0 | 0 | 0 | 0
100368 | YARMOUTH #4 | 22 | 101 | 113 | 0 | 0 | 0 | 0 | 0 | 0 | -0.04237 | -0.04068 | -0.04068 | -0.04068 | -0.04068 | -0.04144 |  | 0 | 0 | 0 | 0 | 0 | 0
100370 | AEI LIVERMRE | 13.8 | 101 | 113 | 35.3 | 0 | 35.3 | 35.3 | 0 | 0 | -0.04237 | -0.0407 | -0.0407 | -0.0407 | -0.0407 | -0.04144 |  | 0 | 0 | 0 | 0 | 0 | 0
100372 | SEA STRATTON | 13.8 | 101 | 113 | 0 | 0 | 0 | 0 | 0 | 0 | -0.04237 | -0.0407 | -0.0407 | -0.0407 | -0.0407 | -0.04144 |  | 0 | 0 | 0 | 0 | 0 | 0
100377 | VERSOCOGEN#1 | 13.8 | 101 | 113 | 0 | 0 | 0 | 0 | 0 | 0 | -0.04237 | -0.0407 | -0.0407 | -0.0407 | -0.0407 | -0.04145 |  | 0 | 0 | 0 | 0 | 0 | 0
100378 | VERSOCOGEN#2 | 13.8 | 101 | 113 | 44.64 | 0 | 45.17 | 44.64 | 0 | 0.53 | -0.04237 | -0.0407 | -0.0407 | -0.0407 | -0.0407 | -0.04145 |  | 0 | 0 | 0 | 0 | 0 | 0
100379 | VERSOCOGEN#3 | 13.8 | 101 | 113 | 44.1 | 0 | 44.1 | 44.1 | 0 | 0 | -0.04237 | -0.0407 | -0.0407 | -0.0407 | -0.0407 | -0.04145 |  | 0 | 0 | 0 | 0 | 0 | 0
100381 | RUMFORD PA C | 18 | 101 | 113 | 160.06 | 0 | 160.06 | 160.06 | 0 | 0 | -0.04237 | -0.0407 | -0.0407 | -0.0407 | -0.0407 | -0.04145 |  | 0 | 0 | 0 | 0 | 0 | 0
100382 | RUMFORD PA S | 13.8 | 101 | 113 | 84.88 | 0 | 84.88 | 84.88 | 0 | 0 | -0.04237 | -0.0407 | -0.0407 | -0.0407 | -0.0407 | -0.04145 |  | 0 | 0 | 0 | 0 | 0 | 0
100389 | BUCKSPORT G4 | 18 | 101 | 113 | 160.3 | 0 | 160.3 | 160.3 | 0 | 0 | -0.04237 | -0.0407 | -0.0407 | -0.0407 | -0.0407 | -0.04144 |  | 0 | 0 | 0 | 0 | 0 | 0
100398 | RUMF FLS LH1 | 11.5 | 101 | 114 | 6.77 | 0 | 6.77 | 6.77 | 0 | 0 | -0.04237 | -0.0407 | -0.0407 | -0.0407 | -0.0407 | -0.04145 |  | 0 | 0 | 0 | 0 | 0 | 0
100399 | RUMF FLS LH2 | 11.5 | 101 | 114 | 6.77 | 0 | 6.77 | 6.77 | 0 | 0 | -0.04237 | -0.0407 | -0.0407 | -0.0407 | -0.0407 | -0.04145 |  | 0 | 0 | 0 | 0 | 0 | 0
100410 | HYD KENNEBEC | 4.16 | 101 | 113 | 7.83 | 0 | 7.83 | 7.83 | 0 | 0 | -0.04237 | -0.0407 | -0.0407 | -0.0407 | -0.0407 | -0.04144 |  | 0 | 0 | 0 | 0 | 0 | 0
100411 | RUMF FLS UH4 | 4.16 | 101 | 114 | 0 | 0 | 0 | 0 | 0 | 0 | -0.04237 | -0.0407 | -0.0407 | -0.0407 | -0.0407 | -0.04145 |  | 0 | 0 | 0 | 0 | 0 | 0
100412 | RUMF FLS UH2 | 11.5 | 101 | 114 | 15.45 | 0 | 15.45 | 15.45 | 0 | 0 | -0.04237 | -0.0407 | -0.0407 | -0.0407 | -0.0407 | -0.04145 |  | 0 | 0 | 0 | 0 | 0 | 0
100413 | RUMF FLS UH1 | 11.5 | 101 | 114 | 7.2 | 0 | 7.2 | 7.2 | 0 | 0 | -0.04237 | -0.0407 | -0.0407 | -0.0407 | -0.0407 | -0.04145 |  | 0 | 0 | 0 | 0 | 0 | 0
100416 | NEWPAGE BUS3 | 13.8 | 101 | 112 | 10 | 0 | 10 | 10 | 0 | 0 | -0.04237 | -0.0407 | -0.0407 | -0.0407 | -0.0407 | -0.04145 |  | 0 | 0 | 0 | 0 | 0 | 0
100420 | VERSO JAY A | 13.8 | 101 | 112 | 34.5 | 0 | 34.5 | 34.5 | 0 | 0 | -0.04237 | -0.0407 | -0.0407 | -0.0407 | -0.0407 | -0.04145 |  | 0 | 0 | 0 | 0 | 0 | 0
100421 | VERSO JAY B | 13.8 | 101 | 112 | 34.5 | 0 | 34.5 | 34.5 | 0 | 0 | -0.04237 | -0.0407 | -0.0407 | -0.0407 | -0.0407 | -0.04145 |  | 0 | 0 | 0 | 0 | 0 | 0
100422 | SAPPI SMSTG1 | 13.8 | 101 | 114 | 0 | 0 | 0 | 0 | 0 | 0 | -0.04237 | -0.0407 | -0.0407 | -0.0407 | -0.0407 | -0.04144 |  | 0 | 0 | 0 | 0 | 0 | 0
100423 | SAPPI SMSTG2 | 13.8 | 101 | 114 | 60 | 0 | 60 | 60 | 0 | 0 | -0.04237 | -0.0407 | -0.0407 | -0.0407 | -0.0407 | -0.04144 |  | 0 | 0 | 0 | 0 | 0 | 0
100425 | NEWPAGE COGN | 13.8 | 101 | 113 | 119 | 1 | 119 | 119 | 0 | 0 | -0.04237 | -0.0407 | -0.0407 | -0.0407 | -0.0407 | -0.04145 |  | 0 | 0 | 0 | 0 | 0 | 0
100427 | VERJAY LVRHY | 2.3 | 101 | 114 | 6 | 0 | 6 | 6 | 0 | 0 | -0.04237 | -0.0407 | -0.0407 | -0.0407 | -0.0407 | -0.04145 |  | 0 | 0 | 0 | 0 | 0 | 0
100428 | VERJAY JAYHY | 4.16 | 101 | 114 | 3 | 0 | 3 | 3 | 0 | 0 | -0.04237 | -0.0407 | -0.0407 | -0.0407 | -0.0407 | -0.04145 |  | 0 | 0 | 0 | 0 | 0 | 0
100431 | VERJAY OTIS | 4.16 | 101 | 114 | 10.4 | 0 | 10.4 | 10.4 | 0 | 0 | -0.04237 | -0.0407 | -0.0407 | -0.0407 | -0.0407 | -0.04145 |  | 0 | 0 | 0 | 0 | 0 | 0
100432 | VERSO JAY C | 13.8 | 101 | 112 | 39.6 | 0 | 39.6 | 39.6 | 0 | 0 | -0.04237 | -0.0407 | -0.0407 | -0.0407 | -0.0407 | -0.04145 |  | 0 | 0 | 0 | 0 | 0 | 0
100450 | ATHENS | 13.8 | 101 | 112 | 0 | 0 | 0 | 0 | 0 | 0 | -0.04237 | -0.0407 | -0.0407 | -0.0407 | -0.0407 | -0.04144 |  | 0 | 0 | 0 | 0 | 0 | 0
100460 | MONTY HYDRO | 12 | 101 | 114 | 28 | 0 | 28 | 28 | 0 | 0 | -0.04237 | -0.0407 | -0.0407 | -0.0407 | -0.0407 | -0.04144 |  | 0 | 0 | 0 | 0 | 0 | 0
100461 | HARRIS HYD4 | 2.4 | 101 | 114 | 0 | 0 | 0 | 0 | 0 | 0 | -0.04237 | -0.0407 | -0.0407 | -0.0407 | -0.0407 | -0.04144 |  | 0 | 0 | 0 | 0 | 0 | 0
100462 | DEER RIPS | 13.2 | 101 | 114 | 9.2 | 0 | 9.2 | 9.2 | 0 | 0 | -0.04237 | -0.0407 | -0.0407 | -0.0407 | -0.0407 | -0.04144 |  | 0 | 0 | 0 | 0 | 0 | 0
100468 | WESTON HYDRO | 7.2 | 101 | 114 | 0 | 0 | 0 | 0 | 0 | 0 | -0.04237 | -0.0407 | -0.0407 | -0.0407 | -0.0407 | -0.04144 |  | 0 | 0 | 0 | 0 | 0 | 0
100469 | MILLER HYDRO | 4.16 | 101 | 114 | 19.4 | 0 | 19.4 | 19.4 | 0 | 0 | -0.04237 | -0.0407 | -0.0407 | -0.0407 | -0.0407 | -0.04145 |  | 0 | 0 | 0 | 0 | 0 | 0
100470 | PEJEPSCOT | 4.16 | 101 | 114 | 10.21 | 0 | 10.21 | 10.21 | 0 | 0 | -0.04237 | -0.0407 | -0.0407 | -0.0407 | -0.0407 | -0.04145 |  | 0 | 0 | 0 | 0 | 0 | 0
100471 | BRUNSWICK | 13.2 | 101 | 114 | 20.2 | 0 | 20.2 | 20.2 | 0 | 0 | -0.04237 | -0.0407 | -0.0407 | -0.0407 | -0.0407 | -0.04145 |  | 0 | 0 | 0 | 0 | 0 | 0
100477 | SHAWMUT G1-3 | 2.4 | 101 | 114 | 0 | 0 | 0 | 0 | 0 | 0 | -0.04237 | -0.0407 | -0.0407 | -0.0407 | -0.0407 | -0.04144 |  | 0 | 0 | 0 | 0 | 0 | 0
100478 | SHAWMUT G4-6 | 2.4 | 101 | 114 | 0 | 0 | 0 | 0 | 0 | 0 | -0.04237 | -0.0407 | -0.0407 | -0.0407 | -0.0407 | -0.04144 |  | 0 | 0 | 0 | 0 | 0 | 0
100479 | LOCKWOOD HYD | 4 | 101 | 114 | 0 | 0 | 0 | 0 | 0 | 0 | -0.04237 | -0.0407 | -0.0407 | -0.0407 | -0.0407 | -0.04144 |  | 0 | 0 | 0 | 0 | 0 | 0
100480 | SHAWMUT G7-8 | 4 | 101 | 114 | 0 | 0 | 0 | 0 | 0 | 0 | -0.04237 | -0.0407 | -0.0407 | -0.0407 | -0.0407 | -0.04144 |  | 0 | 0 | 0 | 0 | 0 | 0
100483 | AZISCOHOS HY | 4.16 | 101 | 114 | 6.8 | 0 | 6.8 | 6.8 | 0 | 0 | -0.04237 | -0.0407 | -0.0407 | -0.0407 | -0.0407 | -0.04145 |  | 0 | 0 | 0 | 0 | 0 | 0
100485 | GULF ISL G1 | 13.2 | 101 | 114 | 6.14 | 0 | 6.14 | 6.14 | 0 | 0 | -0.04237 | -0.0407 | -0.0407 | -0.0407 | -0.0407 | -0.04144 |  | 0 | 0 | 0 | 0 | 0 | 0
100486 | GULF ISL G2 | 13.2 | 101 | 114 | 0 | 0 | 0 | 0 | 0 | 0 | -0.04237 | -0.0407 | -0.0407 | -0.0407 | -0.0407 | -0.04144 |  | 0 | 0 | 0 | 0 | 0 | 0
100487 | GULF ISL G3 | 13.2 | 101 | 114 | 0 | 0 | 0 | 0 | 0 | 0 | -0.04237 | -0.0407 | -0.0407 | -0.0407 | -0.0407 | -0.04144 |  | 0 | 0 | 0 | 0 | 0 | 0
100562 | ROXWIND_WTG | 0.69 | 101 | 114 | 0 | 0 | 0 | 0 | 0 | 0 | -0.04237 | -0.0407 | -0.0407 | -0.0407 | -0.0407 | -0.04145 |  | 0 | 0 | 0 | 0 | 0 | 0
100688 | MADP ANSONHY | 4.16 | 101 | 134 | 7.01 | 0 | 7.01 | 7.01 | 0 | 0 | -0.04237 | -0.0407 | -0.0407 | -0.0407 | -0.0407 | -0.04144 |  | 0 | 0 | 0 | 0 | 0 | 0
100689 | MADP ABNKI 5 | 4.16 | 101 | 134 | 0 | 0 | 0 | 0 | 0 | 0 | -0.04237 | -0.0407 | -0.0407 | -0.0407 | -0.0407 | -0.04144 |  | 0 | 0 | 0 | 0 | 0 | 0
100690 | MADP ABNKI 6 | 4.2 | 101 | 134 | 0 | 0 | 0 | 0 | 0 | 0 | -0.04237 | -0.0407 | -0.0407 | -0.0407 | -0.0407 | -0.04144 |  | 0 | 0 | 0 | 0 | 0 | 0
100707 | RCRDHL STR1 | 0.69 | 101 | 114 | 6.8 | 0 | 6.8 | 6.8 | 0 | 0 | -0.04237 | -0.0407 | -0.0407 | -0.0407 | -0.0407 | -0.04145 |  | 0 | 0 | 0 | 0 | 0 | 0
100708 | RCRDHL STR2 | 0.69 | 101 | 114 | 6.8 | 0 | 6.8 | 6.8 | 0 | 0 | -0.04237 | -0.0407 | -0.0407 | -0.0407 | -0.0407 | -0.04145 |  | 0 | 0 | 0 | 0 | 0 | 0
100716 | CANTON | 6 | 101 | 114 | 0 | 0 | 0 | 0 | 0 | 0 | -0.04237 | -0.0407 | -0.0407 | -0.0407 | -0.0407 | -0.04145 |  | 0 | 0 | 0 | 0 | 0 | 0
100721 | SPRUCEMT WND | 0.69 | 101 | 114 | 0 | 0 | 0 | 0 | 0 | 0 | -0.04237 | -0.0407 | -0.0407 | -0.0407 | -0.0407 | -0.04145 |  | 0 | 0 | 0 | 0 | 0 | 0
100724 | SADLBCK_G | 6 | 101 | 114 | 3.75 | 0 | 3.75 | 3.75 | 0 | 0 | -0.04237 | -0.0407 | -0.0407 | -0.0407 | -0.0407 | -0.04145 |  | 0 | 0 | 0 | 0 | 0 | 0
100735 | BINGHAM G1 | 0.65 | 101 | 113 | 0 | 0 | 0 | 0 | 0 | 0 | -0.04237 | -0.0407 | -0.0407 | -0.0407 | -0.0407 | -0.04144 |  | 0 | 0 | 0 | 0 | 0 | 0
100736 | BINGHAM G2 | 0.65 | 101 | 113 | 4.98 | 0 | 4.98 | 4.98 | 0 | 0 | -0.04237 | -0.0407 | -0.0407 | -0.0407 | -0.0407 | -0.04144 |  | 0 | 0 | 0 | 0 | 0 | 0
100737 | BINGHAM G3 | 0.65 | 101 | 113 | 6.09 | 0 | 6.09 | 6.09 | 0 | 0 | -0.04237 | -0.0407 | -0.0407 | -0.0407 | -0.0407 | -0.04144 |  | 0 | 0 | 0 | 0 | 0 | 0
100738 | BINGHAM G4 | 0.65 | 101 | 113 | 5.53 | 0 | 5.53 | 5.53 | 0 | 0 | -0.04237 | -0.0407 | -0.0407 | -0.0407 | -0.0407 | -0.04144 |  | 0 | 0 | 0 | 0 | 0 | 0
100739 | BINGHAM G5 | 0.65 | 101 | 113 | 8.3 | 0 | 8.3 | 8.3 | 0 | 0 | -0.04237 | -0.0407 | -0.0407 | -0.0407 | -0.0407 | -0.04144 |  | 0 | 0 | 0 | 0 | 0 | 0
100749 | BINGHAM S1 | 12.5 | 101 | 113 | 0 | 0 | 0 | 0 | 0 | 0 | -0.04237 | -0.0407 | -0.0407 | -0.0407 | -0.0407 | -0.04144 |  | 0 | 0 | 0 | 0 | 0 | 0
100777 | PITTFD_GEN | 0.4 | 101 | 113 | 0 | 0 | 0 | 0 | 0 | 0 | -0.04237 | -0.0407 | -0.0407 | -0.0407 | -0.0407 | -0.04144 |  | 0 | 0 | 0 | 0 | 0 | 0
100851 | ANDOVER | 12 | 101 | 112 | 0 | 0 | 0 | 0 | 0 | 0 | -0.04237 | -0.0407 | -0.0407 | -0.0407 | -0.0407 | -0.04145 |  | 0 | 0 | 0 | 0 | 0 | 0
100870 | FRMSLR_AGG | 0.6 | 101 | 113 | 0 | 0 | 0 | 0 | 0 | 0 | -0.04237 | -0.0407 | -0.0407 | -0.0407 | -0.0407 | -0.04144 |  | 0 | 0 | 0 | 0 | 0 | 0
101062 | RICE RIPS | 34.5 | 101 | 112 | 0 | 0 | 0 | 0 | 0 | 0 | -0.04237 | -0.0407 | -0.0407 | -0.0407 | -0.0407 | -0.04144 |  | 0 | 0 | 0 | 0 | 0 | 0
102101 | PITTSFIELD_H | 4 | 101 | 112 | 0 | 0 | 0 | 0 | 0 | 0 | -0.04237 | -0.0407 | -0.0407 | -0.0407 | -0.0407 | -0.04144 |  | 0 | 0 | 0 | 0 | 0 | 0
102195 | MECH FLS HYD | 34.5 | 101 | 112 | 0 | 0 | 0 | 0 | 0 | 0 | -0.04237 | -0.0407 | -0.0407 | -0.0407 | -0.0407 | -0.04145 |  | 0 | 0 | 0 | 0 | 0 | 0
103050 | STSN_CL1 AGG | 0.57 | 101 | 363 | 0 | 0 | 0 | 0 | 0 | 0 | -0.04237 | -0.0407 | -0.0407 | -0.0407 | -0.0407 | -0.04144 |  | 0 | 0 | 0 | 0 | 0 | 0
103051 | STSN_CL2 AGG | 0.57 | 101 | 363 | 0 | 0 | 0 | 0 | 0 | 0 | -0.04237 | -0.0407 | -0.0407 | -0.0407 | -0.0407 | -0.04144 |  | 0 | 0 | 0 | 0 | 0 | 0
103052 | STSN_CL3 AGG | 0.57 | 101 | 363 | 0 | 0 | 0 | 0 | 0 | 0 | -0.04237 | -0.0407 | -0.0407 | -0.0407 | -0.0407 | -0.04144 |  | 0 | 0 | 0 | 0 | 0 | 0
103060 | MIS G1 | 18 | 101 | 353 | 0 | 0 | 0 | 0 | 0 | 0 | -0.04237 | -0.0407 | -0.0407 | -0.0407 | -0.0407 | -0.04144 |  | 0 | 0 | 0 | 0 | 0 | 0
103061 | MIS G2 | 18 | 101 | 353 | 115.24 | 0 | 157.84 | 115.24 | 0 | 42.6 | -0.04237 | -0.0407 | -0.0407 | -0.0407 | -0.0407 | -0.04144 |  | 0 | 0 | 0 | 0 | 0 | 0
103062 | MIS ST | 18 | 101 | 353 | 176.98 | 0 | 176.98 | 176.98 | 0 | 0 | -0.04237 | -0.0407 | -0.0407 | -0.0407 | -0.0407 | -0.04144 |  | 0 | 0 | 0 | 0 | 0 | 0
103066 | PERC | 13.8 | 101 | 353 | 21.76 | 0 | 21.76 | 21.76 | 0 | 0 | -0.04237 | -0.0407 | -0.0407 | -0.0407 | -0.0407 | -0.04144 |  | 0 | 0 | 0 | 0 | 0 | 0
103067 | INDECK 5GT | 12.5 | 101 | 353 | 0 | 0 | 0 | 0 | 0 | 0 | -0.04237 | -0.0407 | -0.0407 | -0.0407 | -0.0407 | -0.04144 |  | 0 | 0 | 0 | 0 | 0 | 0
103069 | WEST ENFIELD | 13.2 | 101 | 364 | 0 | 0 | 0 | 0 | 0 | 0 | -0.04237 | -0.0407 | -0.0407 | -0.0407 | -0.0407 | -0.04144 |  | 0 | 0 | 0 | 0 | 0 | 0
103070 | INDECK 6GT | 12.5 | 101 | 384 | 24.5 | 0 | 24.5 | 24.5 | 0 | 0 | -0.04237 | -0.0407 | -0.0407 | -0.0407 | -0.0407 | -0.04144 |  | 0 | 0 | 0 | 0 | 0 | 0
103076 | PPL MILFORD | 4.16 | 101 | 354 | 0 | 0 | 0 | 0 | 0 | 0 | -0.04237 | -0.0407 | -0.0407 | -0.0407 | -0.0407 | -0.04144 |  | 0 | 0 | 0 | 0 | 0 | 0
103077 | OT MILL_ST | 4.16 | 101 | 352 | 0 | 0 | 0 | 0 | 0 | 0 | -0.04237 | -0.0407 | -0.0407 | -0.0407 | -0.0407 | -0.04144 |  | 0 | 0 | 0 | 0 | 0 | 0
103079 | ELLSWRTH HYD | 2.3 | 101 | 374 | 0 | 0 | 0 | 0 | 0 | 0 | -0.04237 | -0.0407 | -0.0407 | -0.0407 | -0.0407 | -0.04144 |  | 0 | 0 | 0 | 0 | 0 | 0
103090 | ROLNS C1 AGG | 0.69 | 101 | 364 | 0 | 0 | 0 | 0 | 0 | 0 | -0.04237 | -0.0407 | -0.0407 | -0.0407 | -0.0407 | -0.04144 |  | 0 | 0 | 0 | 0 | 0 | 0
103093 | ROLNS C2 AGG | 0.69 | 101 | 364 | 0 | 0 | 0 | 0 | 0 | 0 | -0.04237 | -0.0407 | -0.0407 | -0.0407 | -0.0407 | -0.04144 |  | 0 | 0 | 0 | 0 | 0 | 0
103107 | DOLBY HYDRO8 | 6.9 | 101 | 364 | 3.01 | 0 | 3.01 | 3.01 | 0 | 0 | -0.04237 | -0.0407 | -0.0407 | -0.0407 | -0.0407 | -0.04144 |  | 0 | 0 | 0 | 0 | 0 | 0
103119 | WELDON HYDRO | 6.9 | 101 | 364 | 18.54 | 0 | 18.54 | 18.54 | 0 | 0 | -0.04237 | -0.0407 | -0.0407 | -0.0407 | -0.0407 | -0.04144 |  | 0 | 0 | 0 | 0 | 0 | 0
103123 | MILLNKT HY18 | 13.8 | 101 | 364 | 15.76 | 0 | 15.76 | 15.76 | 0 | 0 | -0.04237 | -0.0407 | -0.0407 | -0.0407 | -0.0407 | -0.04144 |  | 0 | 0 | 0 | 0 | 0 | 0
103124 | MILLNKT HY25 | 6.9 | 101 | 364 | 23.33 | 0 | 23.33 | 23.33 | 0 | 0 | -0.04237 | -0.0407 | -0.0407 | -0.0407 | -0.0407 | -0.04144 |  | 0 | 0 | 0 | 0 | 0 | 0
103129 | HANCOCK_DVAR | 0.48 | 101 | 381 | 0 | 0 | 0 | 0 | 0 | 0 | -0.04237 | -0.0407 | -0.0407 | -0.0407 | -0.0407 | -0.04144 |  | 0 | 0 | 0 | 0 | 0 | 0
103131 | EMILLNCKT HY | 6.9 | 101 | 364 | 9.27 | 0 | 9.27 | 9.27 | 0 | 0 | -0.04237 | -0.0407 | -0.0407 | -0.0407 | -0.0407 | -0.04144 |  | 0 | 0 | 0 | 0 | 0 | 0
103132 | DOLBY HYDRO | 6.9 | 101 | 364 | 14.37 | 0 | 14.37 | 14.37 | 0 | 0 | -0.04237 | -0.0407 | -0.0407 | -0.0407 | -0.0407 | -0.04144 |  | 0 | 0 | 0 | 0 | 0 | 0
103133 | MCKAY GEN1 | 6.9 | 101 | 363 | 10.43 | 0 | 10.43 | 10.43 | 0 | 0 | -0.04237 | -0.0407 | -0.0407 | -0.0407 | -0.0407 | -0.04144 |  | 0 | 0 | 0 | 0 | 0 | 0
103134 | MCKAY GEN2 | 6.9 | 101 | 363 | 10.43 | 0 | 10.43 | 10.43 | 0 | 0 | -0.04237 | -0.0407 | -0.0407 | -0.0407 | -0.0407 | -0.04144 |  | 0 | 0 | 0 | 0 | 0 | 0
103135 | MCKAY GEN3 | 6.9 | 101 | 363 | 11.36 | 0 | 11.36 | 11.36 | 0 | 0 | -0.04237 | -0.0407 | -0.0407 | -0.0407 | -0.0407 | -0.04144 |  | 0 | 0 | 0 | 0 | 0 | 0
103140 | BULL HIL WND | 0.65 | 101 | 384 | 0 | 0 | 0 | 0 | 0 | 0 | -0.04237 | -0.0407 | -0.0407 | -0.0407 | -0.0407 | -0.04144 |  | 0 | 0 | 0 | 0 | 0 | 0
103141 | NORTHTWIN HY | 2.3 | 101 | 364 | 9.5 | 0 | 9.5 | 9.5 | 0 | 0 | -0.04237 | -0.0407 | -0.0407 | -0.0407 | -0.0407 | -0.04144 |  | 0 | 0 | 0 | 0 | 0 | 0
103143 | OAKFIELD_SC | 12.5 | 101 | 364 | 0 | 0 | 0 | 0 | 0 | 0 | -0.04237 | -0.0407 | -0.0407 | -0.0407 | -0.0407 | -0.04144 |  | 0 | 0 | 0 | 0 | 0 | 0
103147 | OAKFIELD_STR | 0.65 | 101 | 364 | 0 | 0 | 0 | 0 | 0 | 0 | -0.04237 | -0.0407 | -0.0407 | -0.0407 | -0.0407 | -0.04144 |  | 0 | 0 | 0 | 0 | 0 | 0
103152 | PISG_GEN_EQV | 0.69 | 101 | 353 | 0 | 0 | 0 | 0 | 0 | 0 | -0.04237 | -0.0407 | -0.0407 | -0.0407 | -0.0407 | -0.04144 |  | 0 | 0 | 0 | 0 | 0 | 0
103166 | PASSADGENAG1 | 0.65 | 101 | 353 | 0 | 0 | 0 | 0 | 0 | 0 | -0.04237 | -0.0407 | -0.0407 | -0.0407 | -0.0407 | -0.04144 |  | 0 | 0 | 0 | 0 | 0 | 0
103169 | PASSADGENAG2 | 0.65 | 101 | 353 | 0 | 0 | 0 | 0 | 0 | 0 | -0.04237 | -0.0407 | -0.0407 | -0.0407 | -0.0407 | -0.04144 |  | 0 | 0 | 0 | 0 | 0 | 0
103170 | PASSAD CDVAR | 0.48 | 101 | 353 | 0 | 0 | 0 | 0 | 0 | 0 | -0.04237 | -0.0407 | -0.0407 | -0.0407 | -0.0407 | -0.04144 |  | 0 | 0 | 0 | 0 | 0 | 0
103173 | HANCOCK_AGC1 | 0.6 | 101 | 384 | 0 | 0 | 0 | 0 | 0 | 0 | -0.04237 | -0.0407 | -0.0407 | -0.0407 | -0.0407 | -0.04144 |  | 0 | 0 | 0 | 0 | 0 | 0
103174 | HANCOCK_AGC2 | 0.6 | 101 | 384 | 0 | 0 | 0 | 0 | 0 | 0 | -0.04237 | -0.0407 | -0.0407 | -0.0407 | -0.0407 | -0.04144 |  | 0 | 0 | 0 | 0 | 0 | 0
105257 | SACO VLY_SC1 | 12.5 | 101 | 563 | 0 | 0 | 0 | 0 | 0 | 0 | -0.04237 | -0.04069 | -0.04069 | -0.04069 | -0.04069 | -0.04145 |  | 0 | 0 | 0 | 0 | 0 | 0
105258 | SACO VLY_SC2 | 12.5 | 101 | 563 | 0 | 0 | 0 | 0 | 0 | 0 | -0.04237 | -0.04069 | -0.04069 | -0.04069 | -0.04069 | -0.04145 |  | 0 | 0 | 0 | 0 | 0 | 0
911597 | NBNE_CLCOV | 345 | 105 | 15 | 700 | 0 | 700 | 700 | 0 | 0 | -0.04237 | -0.0407 | -0.0407 | -0.0407 | -0.0407 | -0.04144 |  | 0 | 0 | 0 | 0 | 0 | 0
911600 | QP670-PV | 0.6 | 101 | 110 | 77.1 | 0 | 77.1 | 77.1 | 0 | 0 | -0.04237 | -0.0407 | -0.0407 | -0.0407 | -0.0407 | -0.04144 |  | 0 | 0 | 0 | 0 | 0 | 0
990180 | SUN_LOVELL | 115 | 101 | 110 | 0 | 0 | 0 | 0 | 0 | 0 | -0.04237 | -0.04069 | -0.04069 | -0.04069 | -0.04069 | -0.04145 |  | 0 | 0 | 0 | 0 | 0 | 0
992036 | SUN_WARREN | 34.5 | 101 | 112 | 6.93 | 0 | 6.93 | 6.93 | 0 | 0 | -0.04237 | -0.0407 | -0.0407 | -0.0407 | -0.0407 | -0.04144 |  | 0 | 0 | 0 | 0 | 0 | 0
992221 | SUN_WASHIN~1 | 34.5 | 101 | 112 | 5 | 0 | 5 | 5 | 0 | 0 | -0.04237 | -0.0407 | -0.0407 | -0.0407 | -0.0407 | -0.04144 |  | 0 | 0 | 0 | 0 | 0 | 0
105464 | NEWINGTON_G1 | 24 | 101 | 603 | 407.5 | 0 | 407.5 | 407.5 | 0 | 0 | -0.04213 | -0.03961 | -0.03961 | -0.03961 | -0.03961 | -0.04118 |  | 0 | 0 | 0 | 0 | 0 | 0
105476 | NEWINGTON_C1 | 18 | 101 | 603 | 175.28 | 0 | 175.28 | 175.28 | 0 | 0 | -0.04213 | -0.03961 | -0.03961 | -0.03961 | -0.03961 | -0.04118 |  | 0 | 0 | 0 | 0 | 0 | 0
105477 | NEWINGTON_C2 | 18 | 101 | 603 | 175.28 | 0 | 175.28 | 175.28 | 0 | 0 | -0.04213 | -0.03961 | -0.03961 | -0.03961 | -0.03961 | -0.04118 |  | 0 | 0 | 0 | 0 | 0 | 0
105478 | NEWINGTON_S1 | 18 | 101 | 603 | 208.95 | 0 | 208.95 | 208.95 | 0 | 0 | -0.04213 | -0.03961 | -0.03961 | -0.03961 | -0.03961 | -0.04118 |  | 0 | 0 | 0 | 0 | 0 | 0
106056 | GRANITE RDG1 | 16 | 101 | 400 | 223.08 | 0 | 223.08 | 223.08 | 0 | 0 | -0.04036 | -0.04036 | -0.04036 | -0.04036 | -0.04036 | -0.04036 |  | 0 | 0 | 0 | 0 | 0 | 0
113444 | QP698 | 0.48 | 101 | 1110 | 0 | 0 | 0 | 0 | 0 | 0 | -0.03942 | -0.03932 | -0.03932 | -0.03932 | -0.03932 | -0.03928 |  | 0 | 0 | 0 | 0 | 0 | 0
993283 | SUN_E WINC~1 | 115 | 101 | 1110 | 0 | 0 | 0 | 0 | 0 | 0 | -0.03942 | -0.03932 | -0.03932 | -0.03932 | -0.03932 | -0.03928 |  | 0 | 0 | 0 | 0 | 0 | 0
106057 | GRANITE RDG2 | 16 | 101 | 400 | 223.08 | 0 | 223.08 | 223.08 | 0 | 0 | -0.03867 | -0.0389 | -0.0389 | -0.0389 | -0.0389 | -0.03883 |  | 0 | 0 | 0 | 0 | 0 | 0
116417 | STONY BRK 1A | 13.8 | 101 | 1333 | 103.17 | 0 | 103.17 | 103.17 | 0 | 0 | -0.0353 | -0.03528 | -0.03528 | -0.03528 | -0.03528 | -0.03522 |  | 0 | 0 | 0 | 0 | 0 | 0
116418 | STONY BRK 1B | 13.8 | 101 | 1333 | 101.67 | 0 | 101.67 | 101.67 | 0 | 0 | -0.0353 | -0.03528 | -0.03528 | -0.03528 | -0.03528 | -0.03522 |  | 0 | 0 | 0 | 0 | 0 | 0
116419 | STONY BRK 1C | 13.8 | 101 | 1333 | 103.17 | 0 | 103.17 | 103.17 | 0 | 0 | -0.0353 | -0.03528 | -0.03528 | -0.03528 | -0.03528 | -0.03522 |  | 0 | 0 | 0 | 0 | 0 | 0
116420 | STONY BRK 1S | 13.8 | 101 | 1333 | 21.31 | 0 | 82.36 | 21.31 | 0 | 61.05 | -0.0353 | -0.03528 | -0.03528 | -0.03528 | -0.03528 | -0.03522 |  | 0 | 0 | 0 | 0 | 0 | 0
116421 | STONY BRK 2A | 13.8 | 101 | 1333 | 0 | 0 | 0 | 0 | 0 | 0 | -0.0353 | -0.03528 | -0.03528 | -0.03528 | -0.03528 | -0.03522 |  | 0 | 0 | 0 | 0 | 0 | 0
116422 | STONY BRK 2B | 13.8 | 101 | 1333 | 0 | 0 | 0 | 0 | 0 | 0 | -0.0353 | -0.03528 | -0.03528 | -0.03528 | -0.03528 | -0.03522 |  | 0 | 0 | 0 | 0 | 0 | 0
996045 | BAT_LUDLOW | 345 | 101 | 1330 | 0 | 0 | 0 | 0 | 0 | 0 | -0.0353 | -0.03528 | -0.03528 | -0.03528 | -0.03528 | -0.03522 |  | 0 | 0 | 0 | 0 | 0 | 0
114067 | LAWRENCE HYD | 4.16 | 101 | 1120 | 9.4 | 0 | 9.4 | 9.4 | 0 | 0 | -0.03389 | -0.03462 | -0.03462 | -0.03462 | -0.03462 | -0.03446 |  | 0 | 0 | 0 | 0 | 0 | 0
114026 | PERRY ST 3 | 13.8 | 101 | 1120 | 0.64 | 0 | 0.64 | 0.64 | 0 | 0 | -0.03337 | -0.03376 | -0.03376 | -0.03376 | -0.03376 | -0.03366 |  | 0 | 0 | 0 | 0 | 0 | 0
114047 | LENERGIA CT | 13.8 | 101 | 1120 | 50.43 | 0 | 50.43 | 50.43 | 0 | 0 | -0.03337 | -0.03376 | -0.03376 | -0.03376 | -0.03376 | -0.03366 |  | 0 | 0 | 0 | 0 | 0 | 0
114048 | LENERGIA ST | 13.8 | 101 | 1120 | 23.57 | 0 | 23.57 | 23.57 | 0 | 0 | -0.03337 | -0.03376 | -0.03376 | -0.03376 | -0.03376 | -0.03366 |  | 0 | 0 | 0 | 0 | 0 | 0
114085 | BOOT HYD G1 | 4.16 | 101 | 1120 | 9 | 0 | 9 | 9 | 0 | 0 | -0.03337 | -0.03376 | -0.03376 | -0.03376 | -0.03376 | -0.03366 |  | 0 | 0 | 0 | 0 | 0 | 0
114086 | BOOT HYD G2 | 4.16 | 101 | 1120 | 9 | 0 | 9 | 9 | 0 | 0 | -0.03337 | -0.03376 | -0.03376 | -0.03376 | -0.03376 | -0.03366 |  | 0 | 0 | 0 | 0 | 0 | 0
114069 | WHLABRATR NA | 13.8 | 101 | 1120 | 40 | 0 | 40 | 40 | 0 | 0 | -0.03299 | -0.03483 | -0.03483 | -0.03483 | -0.03483 | -0.03451 |  | 0 | 0 | 0 | 0 | 0 | 0
114070 | OGDEN-MARTIN | 13.8 | 101 | 1120 | 41.68 | 0 | 41.68 | 41.68 | 0 | 0 | -0.03299 | -0.03483 | -0.03483 | -0.03483 | -0.03483 | -0.03451 |  | 0 | 0 | 0 | 0 | 0 | 0
996240 | AC_BUCK POND | 115 | 101 | 1330 | 0 | 0 | 0 | 0 | 0 | 0 | -0.03263 | -0.03262 | -0.03262 | -0.03262 | -0.03262 | -0.03256 |  | 0 | 0 | 0 | 0 | 0 | 0
993969 | BAT_BILERC~1 | 115 | 101 | 1120 | 150 | 0 | 150 | 150 | 0 | 0 | -0.03247 | -0.03288 | -0.03288 | -0.03288 | -0.03288 | -0.03277 |  | 0 | 0 | 0 | 0 | 0 | 0
993997 | DFO NG_MID~1 | 115 | 101 | 1120 | 23 | 0 | 23 | 23 | 0 | 0 | -0.03227 | -0.03391 | -0.03391 | -0.03391 | -0.03391 | -0.03362 |  | 0 | 0 | 0 | 0 | 0 | 0
114713 | WATERS RVRJ1 | 13.8 | 101 | 1242 | 16.44 | 0 | 16.44 | 16.44 | 0 | 0 | -0.03158 | -0.03283 | -0.03283 | -0.03283 | -0.03283 | -0.03259 |  | 0 | 0 | 0 | 0 | 0 | 0
994421 | DFO NG_WAT~1 | 115 | 101 | 1130 | 61.85 | 0 | 61.85 | 61.85 | 0 | 0 | -0.03158 | -0.03283 | -0.03283 | -0.03283 | -0.03283 | -0.03259 |  | 0 | 0 | 0 | 0 | 0 | 0
114714 | WATERS RVRJ2 | 13.8 | 101 | 1242 | 30.79 | 0 | 30.79 | 30.79 | 0 | 0 | -0.03157 | -0.0328 | -0.0328 | -0.0328 | -0.0328 | -0.03256 |  | 0 | 0 | 0 | 0 | 0 | 0
114716 | MMWEC WR | 13.8 | 101 | 1242 | 57.97 | 0 | 57.97 | 57.97 | 0 | 0 | -0.03157 | -0.0328 | -0.0328 | -0.0328 | -0.0328 | -0.03256 |  | 0 | 0 | 0 | 0 | 0 | 0
114484 | SALEM 5CT | 18 | 101 | 1130 | 203.25 | 0 | 203.25 | 203.25 | 0 | 0 | -0.03134 | -0.03241 | -0.03241 | -0.03241 | -0.03241 | -0.0322 |  | 0 | 0 | 0 | 0 | 0 | 0
114485 | SALEM 5ST | 13.8 | 101 | 1130 | 133.75 | 0 | 133.75 | 133.75 | 0 | 0 | -0.03134 | -0.03241 | -0.03241 | -0.03241 | -0.03241 | -0.0322 |  | 0 | 0 | 0 | 0 | 0 | 0
114487 | SALEM 6CT | 18 | 101 | 1130 | 203.25 | 0 | 203.25 | 203.25 | 0 | 0 | -0.03134 | -0.03241 | -0.03241 | -0.03241 | -0.03241 | -0.0322 |  | 0 | 0 | 0 | 0 | 0 | 0
114488 | SALEM 6ST | 13.8 | 101 | 1130 | 133.75 | 0 | 133.75 | 133.75 | 0 | 0 | -0.03134 | -0.03241 | -0.03241 | -0.03241 | -0.03241 | -0.0322 |  | 0 | 0 | 0 | 0 | 0 | 0
114728 | MARBLEHEAD A | 23 | 101 | 1246 | 2.5 | 0 | 2.5 | 2.5 | 0 | 0 | -0.03129 | -0.03233 | -0.03233 | -0.03233 | -0.03233 | -0.03212 |  | 0 | 0 | 0 | 0 | 0 | 0
114729 | MARBLEHEAD B | 23 | 101 | 1246 | 2.5 | 0 | 2.5 | 2.5 | 0 | 0 | -0.03129 | -0.03233 | -0.03233 | -0.03233 | -0.03233 | -0.03212 |  | 0 | 0 | 0 | 0 | 0 | 0
116433 | ORCHARD | 13.8 | 101 | 1332 | 0 | 0 | 0 | 0 | 0 | 0 | -0.03123 | -0.03123 | -0.03123 | -0.03123 | -0.03123 | -0.03117 |  | 0 | 0 | 0 | 0 | 0 | 0
116556 | COBBLE MT_G | 6.9 | 101 | 1333 | 19.96 | 0 | 19.96 | 19.96 | 0 | 0 | -0.03097 | -0.03096 | -0.03096 | -0.03096 | -0.03096 | -0.0309 |  | 0 | 0 | 0 | 0 | 0 | 0
116438 | MONSANTO_C1 | 13.8 | 101 | 1333 | 84.65 | 0 | 84.65 | 84.65 | 0 | 0 | -0.03079 | -0.03078 | -0.03078 | -0.03078 | -0.03078 | -0.03072 |  | 0 | 0 | 0 | 0 | 0 | 0
116439 | MONSANTO_S1 | 13.8 | 101 | 1333 | 76.01 | 0 | 76.01 | 76.01 | 0 | 0 | -0.03079 | -0.03078 | -0.03078 | -0.03078 | -0.03078 | -0.03072 |  | 0 | 0 | 0 | 0 | 0 | 0
116440 | MONSANTO_C2 | 13.8 | 101 | 1333 | 84.65 | 0 | 84.65 | 84.65 | 0 | 0 | -0.03079 | -0.03078 | -0.03078 | -0.03078 | -0.03078 | -0.03072 |  | 0 | 0 | 0 | 0 | 0 | 0
993017 | SUN_FLOREN~1 | 115 | 101 | 1100 | 0 | 0 | 0 | 0 | 0 | 0 | -0.03068 | -0.03067 | -0.03067 | -0.03067 | -0.03067 | -0.03061 |  | 0 | 0 | 0 | 0 | 0 | 0
990759 | BAT_MYSTIC~1 | 345 | 101 | 1000 | 276 | 0 | 276 | 276 | 0 | 0 | -0.03042 | -0.03101 | -0.03101 | -0.03101 | -0.03101 | -0.03086 |  | 0 | 0 | 0 | 0 | 0 | 0
991802 | BAT_MYSTIC_R | 345 | 101 | 1000 | 507 | 0 | 507 | 507 | 0 | 0 | -0.03042 | -0.03101 | -0.03101 | -0.03101 | -0.03101 | -0.03086 |  | 0 | 0 | 0 | 0 | 0 | 0
116452 | HADLEY FALLS | 6.6 | 101 | 1334 | 14.95 | 0 | 14.95 | 14.95 | 0 | 0 | -0.03023 | -0.03023 | -0.03023 | -0.03023 | -0.03023 | -0.03017 |  | 0 | 0 | 0 | 0 | 0 | 0
993118 | SUN_5 CORN~1 | 115 | 101 | 1100 | 0 | 0 | 0 | 0 | 0 | 0 | -0.03014 | -0.03013 | -0.03013 | -0.03013 | -0.03013 | -0.03007 |  | 0 | 0 | 0 | 0 | 0 | 0
993014 | SUN_THORND~1 | 115 | 101 | 1100 | 17.42 | 0 | 17.42 | 17.42 | 0 | 0 | -0.02957 | -0.02958 | -0.02958 | -0.02958 | -0.02958 | -0.02952 |  | 0 | 0 | 0 | 0 | 0 | 0
113877 | PINETREE PWR | 13.8 | 101 | 1206 | 0 | 0 | 0 | 0 | 0 | 0 | -0.02951 | -0.02949 | -0.02949 | -0.02949 | -0.02949 | -0.02944 |  | 0 | 0 | 0 | 0 | 0 | 0
993282 | SUN_FLAGG ~1 | 115 | 101 | 1110 | 0 | 0 | 0 | 0 | 0 | 0 | -0.02951 | -0.02949 | -0.02949 | -0.02949 | -0.02949 | -0.02944 |  | 0 | 0 | 0 | 0 | 0 | 0
993868 | WDS_FLAGG ~1 | 69 | 101 | 1206 | 0 | 0 | 0 | 0 | 0 | 0 | -0.02951 | -0.02949 | -0.02949 | -0.02949 | -0.02949 | -0.02944 |  | 0 | 0 | 0 | 0 | 0 | 0
993109 | SUN_WEST H~1 | 115 | 101 | 1100 | 3.33 | 0 | 13.17 | 3.33 | 0 | 9.84 | -0.02943 | -0.02944 | -0.02944 | -0.02944 | -0.02944 | -0.02938 |  | 0 | 0 | 0 | 0 | 0 | 0
114465 | RESCO-SAUGUS | 13.8 | 101 | 1130 | 32.79 | 0 | 32.79 | 32.79 | 0 | 0 | -0.02925 | -0.02983 | -0.02983 | -0.02983 | -0.02983 | -0.02968 |  | 0 | 0 | 0 | 0 | 0 | 0
116458 | FRONT STREET | 4.16 | 101 | 1334 | 0 | 0 | 0 | 0 | 0 | 0 | -0.02925 | -0.02925 | -0.02925 | -0.02925 | -0.02925 | -0.02919 |  | 0 | 0 | 0 | 0 | 0 | 0
121841 | NUTMEG_G | 0.42 | 101 | 1653 | 0 | 0 | 0 | 0 | 0 | 0 | -0.02911 | -0.02911 | -0.02911 | -0.02911 | -0.02911 | -0.02905 |  | 0 | 0 | 0 | 0 | 0 | 0
999993 | SUN_SCITICO | 115 | 101 | 1650 | 0 | 0 | 0 | 0 | 0 | 0 | -0.02911 | -0.02911 | -0.02911 | -0.02911 | -0.02911 | -0.02905 |  | 0 | 0 | 0 | 0 | 0 | 0
911550 | PH2_DGEN | 345 | 101 | 1120 | 353.9 | 0 | 700 | 353.9 | 0 | 346.1 | -0.02886 | -0.02898 | -0.02898 | -0.02898 | -0.02898 | -0.02889 |  | 0 | 0 | 0 | 0 | 0 | 0
114470 | GE RIVER R&T | 13.8 | 101 | 1130 | 1.14 | 0 | 1.14 | 1.14 | 0 | 0 | -0.02862 | -0.02917 | -0.02917 | -0.02917 | -0.02917 | -0.02903 |  | 0 | 0 | 0 | 0 | 0 | 0
114474 | GE RIVER S&U | 13.8 | 101 | 1130 | 1.14 | 0 | 1.14 | 1.14 | 0 | 0 | -0.02862 | -0.02917 | -0.02917 | -0.02917 | -0.02917 | -0.02903 |  | 0 | 0 | 0 | 0 | 0 | 0
116505 | BERKSHRE_G1 | 21 | 101 | 1333 | 270 | 0 | 270 | 270 | 0 | 0 | -0.02831 | -0.0283 | -0.0283 | -0.0283 | -0.0283 | -0.02824 |  | 0 | 0 | 0 | 0 | 0 | 0
990804 | SUN BAT_BU~1 | 115 | 101 | 1000 | 5.5 | 0 | 5.5 | 5.5 | 0 | 0 | -0.02818 | -0.02866 | -0.02866 | -0.02866 | -0.02866 | -0.02853 |  | 0 | 0 | 0 | 0 | 0 | 0
111123 | KENDALL ST B | 13.8 | 101 | 1013 | 27.75 | 0 | 27.75 | 27.75 | 0 | 0 | -0.02809 | -0.0286 | -0.0286 | -0.0286 | -0.0286 | -0.02847 |  | 0 | 0 | 0 | 0 | 0 | 0
111126 | KENDALL CT | 18 | 101 | 1013 | 170 | 0 | 170 | 170 | 0 | 0 | -0.02809 | -0.0286 | -0.0286 | -0.0286 | -0.0286 | -0.02847 |  | 0 | 0 | 0 | 0 | 0 | 0
111127 | E CAMBRIDGE | 13.8 | 101 | 1012 | 0 | 0 | 0 | 0 | 0 | 0 | -0.02809 | -0.0286 | -0.0286 | -0.0286 | -0.0286 | -0.02847 |  | 0 | 0 | 0 | 0 | 0 | 0
991103 | NG_PUTNAM 36 | 115 | 101 | 1010 | 43 | 0 | 43 | 43 | 0 | 0 | -0.02809 | -0.0286 | -0.0286 | -0.0286 | -0.0286 | -0.02847 |  | 0 | 0 | 0 | 0 | 0 | 0
991104 | DFO NG_KEN~1 | 115 | 101 | 1010 | 30 | 0 | 30 | 30 | 0 | 0 | -0.02809 | -0.0286 | -0.0286 | -0.0286 | -0.0286 | -0.02847 |  | 0 | 0 | 0 | 0 | 0 | 0
111125 | PUTNAM 2 | 13.8 | 101 | 1012 | 0 | 0 | 0 | 0 | 0 | 0 | -0.0277 | -0.0282 | -0.0282 | -0.0282 | -0.0282 | -0.02806 |  | 0 | 0 | 0 | 0 | 0 | 0
990819 | BAT_CHELSE~1 | 115 | 101 | 1000 | 351.9 | 0 | 351.9 | 351.9 | 0 | 0 | -0.0277 | -0.0282 | -0.0282 | -0.0282 | -0.0282 | -0.02807 |  | 0 | 0 | 0 | 0 | 0 | 0
111124 | KENDALL JET | 13.8 | 101 | 1014 | 18 | 0 | 18 | 18 | 0 | 0 | -0.02758 | -0.02808 | -0.02808 | -0.02808 | -0.02808 | -0.02794 |  | 0 | 0 | 0 | 0 | 0 | 0
113073 | PALMER | 23 | 101 | 1100 | 0 | 0 | 0 | 0 | 0 | 0 | -0.0274 | -0.02742 | -0.02742 | -0.02742 | -0.02742 | -0.02736 |  | 0 | 0 | 0 | 0 | 0 | 0
993012 | SUN_PALMER | 115 | 101 | 1100 | 19.2 | 0 | 19.2 | 19.2 | 0 | 0 | -0.0274 | -0.02742 | -0.02742 | -0.02742 | -0.02742 | -0.02736 |  | 0 | 0 | 0 | 0 | 0 | 0
110983 | MATEP_DIESEL | 13.8 | 101 | 1004 | 19.35 | 0 | 19.35 | 19.35 | 0 | 0 | -0.02718 | -0.02766 | -0.02766 | -0.02766 | -0.02766 | -0.02753 |  | 0 | 0 | 0 | 0 | 0 | 0
110984 | MATEP_CC | 13.8 | 101 | 1004 | 57.1 | 0 | 57.1 | 57.1 | 0 | 0 | -0.02718 | -0.02766 | -0.02766 | -0.02766 | -0.02766 | -0.02753 |  | 0 | 0 | 0 | 0 | 0 | 0
990926 | BAT_ELECTR~1 | 115 | 101 | 1000 | 267.51 | 0 | 326.37 | 267.51 | 0 | 58.86 | -0.02713 | -0.0276 | -0.0276 | -0.0276 | -0.0276 | -0.02747 |  | 0 | 0 | 0 | 0 | 0 | 0
110985 | MATEP 3 | 13.8 | 101 | 1004 | 19.35 | 0 | 19.35 | 19.35 | 0 | 0 | -0.02699 | -0.02747 | -0.02747 | -0.02747 | -0.02747 | -0.02734 |  | 0 | 0 | 0 | 0 | 0 | 0
111009 | MBTA | 14.4 | 101 | 1002 | 47 | 0 | 47 | 47 | 0 | 0 | -0.02677 | -0.02724 | -0.02724 | -0.02724 | -0.02724 | -0.02711 |  | 0 | 0 | 0 | 0 | 0 | 0
116492 | W-SPRNGFLD-1 | 13.8 | 101 | 1333 | 39 | 0 | 39 | 39 | 0 | 0 | -0.02658 | -0.02658 | -0.02658 | -0.02658 | -0.02658 | -0.02651 |  | 0 | 0 | 0 | 0 | 0 | 0
116493 | W-SPRNGFLD-2 | 13.8 | 101 | 1333 | 0 | 0 | 0 | 0 | 0 | 0 | -0.02658 | -0.02658 | -0.02658 | -0.02658 | -0.02658 | -0.02651 |  | 0 | 0 | 0 | 0 | 0 | 0
116494 | W-SPRNGFLD-3 | 13.8 | 101 | 1333 | 107 | 0 | 107 | 107 | 0 | 0 | -0.02658 | -0.02658 | -0.02658 | -0.02658 | -0.02658 | -0.02651 |  | 0 | 0 | 0 | 0 | 0 | 0
116495 | SPGFLD RFUSE | 4.16 | 101 | 1334 | 0 | 0 | 0 | 0 | 0 | 0 | -0.02658 | -0.02658 | -0.02658 | -0.02658 | -0.02658 | -0.02651 |  | 0 | 0 | 0 | 0 | 0 | 0
113128 | WARREN_A | 0.34 | 101 | 1100 | 0 | 0 | 0 | 0 | 0 | 0 | -0.02644 | -0.02649 | -0.02649 | -0.02649 | -0.02649 | -0.02642 |  | 0 | 0 | 0 | 0 | 0 | 0
113129 | WARREN_B | 0.34 | 101 | 1100 | 0 | 0 | 0 | 0 | 0 | 0 | -0.02644 | -0.02649 | -0.02649 | -0.02649 | -0.02649 | -0.02642 |  | 0 | 0 | 0 | 0 | 0 | 0
113130 | WARREN_C | 0.36 | 101 | 1100 | 0 | 0 | 0 | 0 | 0 | 0 | -0.02644 | -0.02649 | -0.02649 | -0.02649 | -0.02649 | -0.02642 |  | 0 | 0 | 0 | 0 | 0 | 0
993004 | SUN_LITL R~1 | 115 | 101 | 1100 | 24.91 | 0 | 24.91 | 24.91 | 0 | 0 | -0.02644 | -0.02649 | -0.02649 | -0.02649 | -0.02649 | -0.02642 |  | 0 | 0 | 0 | 0 | 0 | 0
993300 | SUN_W CHAR~1 | 115 | 101 | 1110 | 0 | 0 | 0 | 0 | 0 | 0 | -0.02508 | -0.02515 | -0.02515 | -0.02515 | -0.02515 | -0.02508 |  | 0 | 0 | 0 | 0 | 0 | 0
113389 | SNOW STREET2 | 13.2 | 101 | 1110 | 0 | 0 | 0 | 0 | 0 | 0 | -0.02483 | -0.02491 | -0.02491 | -0.02491 | -0.02491 | -0.02483 |  | 0 | 0 | 0 | 0 | 0 | 0
113405 | MILLENIUM CT | 16 | 101 | 1110 | 0 | 0 | 0 | 0 | 0 | 0 | -0.02483 | -0.02491 | -0.02491 | -0.02491 | -0.02491 | -0.02483 |  | 0 | 0 | 0 | 0 | 0 | 0
113406 | MILLENIUM ST | 13.8 | 101 | 1110 | 0 | 0 | 0 | 0 | 0 | 0 | -0.02483 | -0.02491 | -0.02491 | -0.02491 | -0.02491 | -0.02483 |  | 0 | 0 | 0 | 0 | 0 | 0
993295 | SUN_SNOW S~1 | 115 | 101 | 1110 | 0 | 0 | 0 | 0 | 0 | 0 | -0.02483 | -0.02491 | -0.02491 | -0.02491 | -0.02491 | -0.02483 |  | 0 | 0 | 0 | 0 | 0 | 0
993036 | SUN_WILBRA~1 | 69 | 101 | 1100 | 9.7 | 0 | 9.7 | 9.7 | 0 | 0 | -0.02436 | -0.02439 | -0.02439 | -0.02439 | -0.02439 | -0.02432 |  | 0 | 0 | 0 | 0 | 0 | 0
993047 | SUN_E.LONG~1 | 69 | 101 | 1100 | 8.99 | 0 | 8.99 | 8.99 | 0 | 0 | -0.02436 | -0.02439 | -0.02439 | -0.02439 | -0.02439 | -0.02432 |  | 0 | 0 | 0 | 0 | 0 | 0
113429 | FRENCH_B1 | 0.48 | 101 | 1110 | 0 | 0 | 0 | 0 | 0 | 0 | -0.02391 | -0.02401 | -0.02401 | -0.02401 | -0.02401 | -0.02393 |  | 0 | 0 | 0 | 0 | 0 | 0
113431 | FRENCH_A1 | 0.48 | 101 | 1110 | 0 | 0 | 0 | 0 | 0 | 0 | -0.02391 | -0.02401 | -0.02401 | -0.02401 | -0.02401 | -0.02393 |  | 0 | 0 | 0 | 0 | 0 | 0
113432 | FRENCH_A2 | 0.48 | 101 | 1110 | 0 | 0 | 0 | 0 | 0 | 0 | -0.02391 | -0.02401 | -0.02401 | -0.02401 | -0.02401 | -0.02393 |  | 0 | 0 | 0 | 0 | 0 | 0
993287 | SUN_NORTH ~1 | 115 | 101 | 1110 | 0 | 0 | 0 | 0 | 0 | 0 | -0.02391 | -0.02401 | -0.02401 | -0.02401 | -0.02401 | -0.02393 |  | 0 | 0 | 0 | 0 | 0 | 0
113404 | WMI MILLBURY | 13.8 | 101 | 1110 | 40.94 | 0 | 40.94 | 40.94 | 0 | 0 | -0.02241 | -0.02253 | -0.02253 | -0.02253 | -0.02253 | -0.02245 |  | 0 | 0 | 0 | 0 | 0 | 0
113907 | SHREWSBRY | 69 | 101 | 1214 | 0 | 0 | 0 | 0 | 0 | 0 | -0.02194 | -0.02205 | -0.02205 | -0.02205 | -0.02205 | -0.02197 |  | 0 | 0 | 0 | 0 | 0 | 0
113341 | OAKDALE_A53 | 69 | 101 | 1110 | 0 | 0 | 0 | 0 | 0 | 0 | -0.02086 | -0.02097 | -0.02097 | -0.02097 | -0.02097 | -0.02089 |  | 0 | 0 | 0 | 0 | 0 | 0
113926 | CHERRYST DSL | 4.16 | 101 | 1220 | 16.8 | 0 | 16.8 | 16.8 | 0 | 0 | -0.0208 | -0.02096 | -0.02096 | -0.02096 | -0.02096 | -0.02088 |  | 0 | 0 | 0 | 0 | 0 | 0
993328 | SUN_EAST W~1 | 69 | 101 | 1110 | 9.93 | 0 | 9.93 | 9.93 | 0 | 0 | -0.02062 | -0.02074 | -0.02074 | -0.02074 | -0.02074 | -0.02066 |  | 0 | 0 | 0 | 0 | 0 | 0
111028 | FRAMINGHAM | 13.8 | 101 | 1002 | 42.3 | 0 | 42.3 | 42.3 | 0 | 0 | -0.01996 | -0.02021 | -0.02021 | -0.02021 | -0.02021 | -0.02011 |  | 0 | 0 | 0 | 0 | 0 | 0
113894 | STERLING T2 | 13.8 | 101 | 1210 | 0 | 0 | 0 | 0 | 0 | 0 | -0.01954 | -0.01961 | -0.01961 | -0.01961 | -0.01961 | -0.01954 |  | 0 | 0 | 0 | 0 | 0 | 0
114858 | MILFRD MA CT | 13.8 | 101 | 1140 | 109.83 | 0 | 109.83 | 109.83 | 0 | 0 | -0.01942 | -0.01961 | -0.01961 | -0.01961 | -0.01961 | -0.01952 |  | 0 | 0 | 0 | 0 | 0 | 0
114859 | MILFRD MA ST | 13.8 | 101 | 1140 | 92.17 | 0 | 92.17 | 92.17 | 0 | 0 | -0.01942 | -0.01961 | -0.01961 | -0.01961 | -0.01961 | -0.01952 |  | 0 | 0 | 0 | 0 | 0 | 0
113378 | FITCH RD1 | 13.8 | 101 | 1110 | 0.95 | 0 | 0.95 | 0.95 | 0 | 0 | -0.0194 | -0.0195 | -0.0195 | -0.0195 | -0.0195 | -0.01942 |  | 0 | 0 | 0 | 0 | 0 | 0
113379 | FITCH RD2 | 13.8 | 101 | 1110 | 0.95 | 0 | 0.95 | 0.95 | 0 | 0 | -0.0194 | -0.0195 | -0.0195 | -0.0195 | -0.0195 | -0.01942 |  | 0 | 0 | 0 | 0 | 0 | 0
113142 | SOLTERRA A | 0.48 | 101 | 1100 | 0 | 0 | 0 | 0 | 0 | 0 | -0.01924 | -0.01933 | -0.01933 | -0.01933 | -0.01933 | -0.01925 |  | 0 | 0 | 0 | 0 | 0 | 0
113143 | SOLTERRA B | 0.42 | 101 | 1100 | 0 | 0 | 0 | 0 | 0 | 0 | -0.01924 | -0.01933 | -0.01933 | -0.01933 | -0.01933 | -0.01925 |  | 0 | 0 | 0 | 0 | 0 | 0
993000 | SUN_TREASU~1 | 115 | 101 | 1100 | 0 | 0 | 0 | 0 | 0 | 0 | -0.01924 | -0.01933 | -0.01933 | -0.01933 | -0.01933 | -0.01925 |  | 0 | 0 | 0 | 0 | 0 | 0
993285 | SUN_LITCHF~1 | 115 | 101 | 1110 | 0 | 0 | 0 | 0 | 0 | 0 | -0.01922 | -0.01929 | -0.01929 | -0.01929 | -0.01929 | -0.01921 |  | 0 | 0 | 0 | 0 | 0 | 0
111080 | W MEDWAY J4 | 13.8 | 101 | 1023 | 97.4 | 0 | 97.4 | 97.4 | 0 | 0 | -0.01897 | -0.01917 | -0.01917 | -0.01917 | -0.01917 | -0.01908 |  | 0 | 0 | 0 | 0 | 0 | 0
111081 | W MEDWAY J5 | 13.8 | 101 | 1023 | 97.4 | 0 | 97.4 | 97.4 | 0 | 0 | -0.01897 | -0.01917 | -0.01917 | -0.01917 | -0.01917 | -0.01908 |  | 0 | 0 | 0 | 0 | 0 | 0
111083 | W MEDWAY J3 | 13.8 | 101 | 1023 | 57.5 | 0 | 57.5 | 57.5 | 0 | 0 | -0.01897 | -0.01917 | -0.01917 | -0.01917 | -0.01917 | -0.01908 |  | 0 | 0 | 0 | 0 | 0 | 0
993264 | SUN_MILLBURY | 345 | 101 | 1110 | 0 | 0 | 0 | 0 | 0 | 0 | -0.01869 | -0.01883 | -0.01883 | -0.01883 | -0.01883 | -0.01875 |  | 0 | 0 | 0 | 0 | 0 | 0
990898 | SUN BAT_CA~1 | 115 | 101 | 1020 | 8.8 | 0 | 8.8 | 8.8 | 0 | 0 | -0.01839 | -0.01862 | -0.01862 | -0.01862 | -0.01862 | -0.01852 |  | 0 | 0 | 0 | 0 | 0 | 0
110950 | W MEDWAY J2 | 13.8 | 101 | 1023 | 0 | 0 | 0 | 0 | 0 | 0 | -0.01809 | -0.01832 | -0.01832 | -0.01832 | -0.01832 | -0.01823 |  | 0 | 0 | 0 | 0 | 0 | 0
110951 | W MEDWAY JET | 13.8 | 101 | 1023 | 0 | 0 | 0 | 0 | 0 | 0 | -0.01809 | -0.01832 | -0.01832 | -0.01832 | -0.01832 | -0.01823 |  | 0 | 0 | 0 | 0 | 0 | 0
111092 | EDGAR ST | 18 | 101 | 1023 | 0 | 0 | 0 | 0 | 0 | 0 | -0.01794 | -0.01817 | -0.01817 | -0.01817 | -0.01817 | -0.01807 |  | 0 | 0 | 0 | 0 | 0 | 0
111093 | EDGAR GT1 | 16 | 101 | 1023 | 0 | 0 | 0 | 0 | 0 | 0 | -0.01794 | -0.01817 | -0.01817 | -0.01817 | -0.01817 | -0.01807 |  | 0 | 0 | 0 | 0 | 0 | 0
111097 | EDGAR GT2 | 16 | 101 | 1023 | 0 | 0 | 0 | 0 | 0 | 0 | -0.01794 | -0.01817 | -0.01817 | -0.01817 | -0.01817 | -0.01807 |  | 0 | 0 | 0 | 0 | 0 | 0
111722 | TA WATSON 1 | 13.8 | 101 | 1063 | 0 | 0 | 0 | 0 | 0 | 0 | -0.01794 | -0.01817 | -0.01817 | -0.01817 | -0.01817 | -0.01807 |  | 0 | 0 | 0 | 0 | 0 | 0
111723 | TA WATSON 2 | 13.8 | 101 | 1063 | 0 | 0 | 0 | 0 | 0 | 0 | -0.01794 | -0.01817 | -0.01817 | -0.01817 | -0.01817 | -0.01807 |  | 0 | 0 | 0 | 0 | 0 | 0
111728 | POTTER 2 CT | 13.8 | 101 | 1063 | 0 | 0 | 0 | 0 | 0 | 0 | -0.01794 | -0.01817 | -0.01817 | -0.01817 | -0.01817 | -0.01807 |  | 0 | 0 | 0 | 0 | 0 | 0
111729 | POTTER 2 ST | 13.8 | 101 | 1063 | 0 | 0 | 0 | 0 | 0 | 0 | -0.01794 | -0.01817 | -0.01817 | -0.01817 | -0.01817 | -0.01807 |  | 0 | 0 | 0 | 0 | 0 | 0
990901 | DFO NG_EDGAR | 115 | 101 | 1020 | 0 | 0 | 0 | 0 | 0 | 0 | -0.01794 | -0.01817 | -0.01817 | -0.01817 | -0.01817 | -0.01807 |  | 0 | 0 | 0 | 0 | 0 | 0
113082 | BARRE MA T1 | 13.8 | 101 | 1100 | 0 | 0 | 0 | 0 | 0 | 0 | -0.01772 | -0.01779 | -0.01779 | -0.01779 | -0.01779 | -0.01771 |  | 0 | 0 | 0 | 0 | 0 | 0
993007 | BAT_BARRE ~1 | 115 | 101 | 1100 | 0 | 0 | 0 | 0 | 0 | 0 | -0.01772 | -0.01779 | -0.01779 | -0.01779 | -0.01779 | -0.01771 |  | 0 | 0 | 0 | 0 | 0 | 0
990783 | WND_PILGRIM | 345 | 101 | 1020 | 0 | 0 | 0 | 0 | 0 | 0 | -0.01692 | -0.01713 | -0.01713 | -0.01713 | -0.01713 | -0.01703 |  | 0 | 0 | 0 | 0 | 0 | 0
111251 | CANAL G1 | 18 | 101 | 1043 | 0 | 0 | 0 | 0 | 0 | 0 | -0.01683 | -0.01704 | -0.01704 | -0.01704 | -0.01704 | -0.01694 |  | 0 | 0 | 0 | 0 | 0 | 0
111252 | CANAL G2 | 18 | 101 | 1043 | 141.02 | 0 | 576.37 | 141.02 | 0 | 435.35 | -0.01683 | -0.01704 | -0.01704 | -0.01704 | -0.01704 | -0.01694 |  | 0 | 0 | 0 | 0 | 0 | 0
111256 | CANAL 3 CTG | 25 | 101 | 1043 | 333 | 0 | 333 | 333 | 0 | 0 | -0.01683 | -0.01704 | -0.01704 | -0.01704 | -0.01704 | -0.01694 |  | 0 | 0 | 0 | 0 | 0 | 0
991136 | SUN_KINGST~1 | 115 | 101 | 1030 | 2.76 | 0 | 2.76 | 2.76 | 0 | 0 | -0.01673 | -0.01694 | -0.01694 | -0.01694 | -0.01694 | -0.01685 |  | 0 | 0 | 0 | 0 | 0 | 0
991144 | BAT_BROOK ~1 | 115 | 101 | 1030 | 209.96 | 0 | 209.96 | 209.96 | 0 | 0 | -0.01673 | -0.01694 | -0.01694 | -0.01694 | -0.01694 | -0.01684 |  | 0 | 0 | 0 | 0 | 0 | 0
991171 | SUN BAT_WE~1 | 23 | 101 | 1032 | 0 | 0 | 0 | 0 | 0 | 0 | -0.01673 | -0.01694 | -0.01694 | -0.01694 | -0.01694 | -0.01684 |  | 0 | 0 | 0 | 0 | 0 | 0
991133 | BAT_CARVER | 345 | 101 | 1030 | 150 | 0 | 150 | 150 | 0 | 0 | -0.01667 | -0.01688 | -0.01688 | -0.01688 | -0.01688 | -0.01678 |  | 0 | 0 | 0 | 0 | 0 | 0
991134 | WND_W BARN~1 | 345 | 101 | 1030 | 0 | 0 | 0 | 0 | 0 | 0 | -0.01667 | -0.01687 | -0.01687 | -0.01687 | -0.01687 | -0.01678 |  | 0 | 0 | 0 | 0 | 0 | 0
111202 | BARNSTABLE | 115 | 101 | 1040 | 0 | 0 | 0 | 0 | 0 | 0 | -0.01666 | -0.01687 | -0.01687 | -0.01687 | -0.01687 | -0.01677 |  | 0 | 0 | 0 | 0 | 0 | 0
111346 | QP624_SC2 | 33 | 101 | 1040 | 0 | 0 | 0 | 0 | 0 | 0 | -0.01666 | -0.01687 | -0.01687 | -0.01687 | -0.01687 | -0.01677 |  | 0 | 0 | 0 | 0 | 0 | 0
111347 | QP624_SC1 | 33 | 101 | 1040 | 0 | 0 | 0 | 0 | 0 | 0 | -0.01666 | -0.01687 | -0.01687 | -0.01687 | -0.01687 | -0.01677 |  | 0 | 0 | 0 | 0 | 0 | 0
111365 | QP624-2B | 0.69 | 101 | 1043 | 0 | 0 | 0 | 0 | 0 | 0 | -0.01666 | -0.01687 | -0.01687 | -0.01687 | -0.01687 | -0.01677 |  | 0 | 0 | 0 | 0 | 0 | 0
111366 | QP624-2A | 0.69 | 101 | 1043 | 0 | 0 | 0 | 0 | 0 | 0 | -0.01666 | -0.01687 | -0.01687 | -0.01687 | -0.01687 | -0.01677 |  | 0 | 0 | 0 | 0 | 0 | 0
111367 | QP624-1B | 0.69 | 101 | 1043 | 0 | 0 | 0 | 0 | 0 | 0 | -0.01666 | -0.01687 | -0.01687 | -0.01687 | -0.01687 | -0.01677 |  | 0 | 0 | 0 | 0 | 0 | 0
111368 | QP624-1A | 0.69 | 101 | 1043 | 0 | 0 | 0 | 0 | 0 | 0 | -0.01666 | -0.01687 | -0.01687 | -0.01687 | -0.01687 | -0.01677 |  | 0 | 0 | 0 | 0 | 0 | 0
115978 | BUNKER CTG | 13.2 | 101 | 1170 | 0 | 0 | 0 | 0 | 0 | 0 | -0.01666 | -0.01687 | -0.01687 | -0.01687 | -0.01687 | -0.01677 |  | 0 | 0 | 0 | 0 | 0 | 0
115979 | BUNKER BESS | 0.4 | 101 | 1170 | 0 | 0 | 0 | 0 | 0 | 0 | -0.01666 | -0.01687 | -0.01687 | -0.01687 | -0.01687 | -0.01677 |  | 0 | 0 | 0 | 0 | 0 | 0
991135 | WND_W BARN~1 | 115 | 101 | 1040 | 0 | 0 | 0 | 0 | 0 | 0 | -0.01666 | -0.01687 | -0.01687 | -0.01687 | -0.01687 | -0.01677 |  | 0 | 0 | 0 | 0 | 0 | 0
991202 | WND_BARNST~1 | 115 | 101 | 1040 | 0 | 0 | 0 | 0 | 0 | 0 | -0.01666 | -0.01687 | -0.01687 | -0.01687 | -0.01687 | -0.01677 |  | 0 | 0 | 0 | 0 | 0 | 0
991207 | SUN BAT_HA~1 | 115 | 101 | 1040 | 0 | 0 | 0 | 0 | 0 | 0 | -0.01666 | -0.01687 | -0.01687 | -0.01687 | -0.01687 | -0.01677 |  | 0 | 0 | 0 | 0 | 0 | 0
991215 | SUN BAT_MA~1 | 115 | 101 | 1040 | 0 | 0 | 0 | 0 | 0 | 0 | -0.01666 | -0.01686 | -0.01686 | -0.01686 | -0.01686 | -0.01677 |  | 0 | 0 | 0 | 0 | 0 | 0
111248 | WEST TISBURY | 14.4 | 101 | 1044 | 0 | 0 | 0 | 0 | 0 | 0 | -0.01665 | -0.01686 | -0.01686 | -0.01686 | -0.01686 | -0.01677 |  | 0 | 0 | 0 | 0 | 0 | 0
111253 | OAK BLUFFS | 23 | 101 | 1043 | 0 | 0 | 0 | 0 | 0 | 0 | -0.01665 | -0.01686 | -0.01686 | -0.01686 | -0.01686 | -0.01677 |  | 0 | 0 | 0 | 0 | 0 | 0
991204 | SUN BAT_FA~1 | 115 | 101 | 1040 | 0 | 0 | 0 | 0 | 0 | 0 | -0.01665 | -0.01686 | -0.01686 | -0.01686 | -0.01686 | -0.01677 |  | 0 | 0 | 0 | 0 | 0 | 0
991245 | SUN BAT_SA~1 | 115 | 101 | 1040 | 0 | 0 | 0 | 0 | 0 | 0 | -0.01665 | -0.01686 | -0.01686 | -0.01686 | -0.01686 | -0.01677 |  | 0 | 0 | 0 | 0 | 0 | 0
991156 | SUN BAT_VA~1 | 115 | 101 | 1030 | 9.98 | 0 | 9.98 | 9.98 | 0 | 0 | -0.01657 | -0.01677 | -0.01677 | -0.01677 | -0.01677 | -0.01668 |  | 0 | 0 | 0 | 0 | 0 | 0
111181 | BW-PV_1 | 0.4 | 101 | 1032 | 0 | 0 | 0 | 0 | 0 | 0 | -0.01641 | -0.01661 | -0.01661 | -0.01661 | -0.01661 | -0.01652 |  | 0 | 0 | 0 | 0 | 0 | 0
111182 | BW-PV_2 | 0.4 | 101 | 1032 | 0 | 0 | 0 | 0 | 0 | 0 | -0.01641 | -0.01661 | -0.01661 | -0.01661 | -0.01661 | -0.01652 |  | 0 | 0 | 0 | 0 | 0 | 0
111183 | BW-PV_3 | 0.4 | 101 | 1032 | 0 | 0 | 0 | 0 | 0 | 0 | -0.01641 | -0.01661 | -0.01661 | -0.01661 | -0.01661 | -0.01652 |  | 0 | 0 | 0 | 0 | 0 | 0
991152 | BAT_WAREHA~1 | 115 | 101 | 1030 | 244.22 | 0 | 348.18 | 244.22 | 0 | 103.96 | -0.01641 | -0.01661 | -0.01661 | -0.01661 | -0.01661 | -0.01652 |  | 0 | 0 | 0 | 0 | 0 | 0
991155 | SUN_WAREHA~1 | 115 | 101 | 1030 | 9.5 | 0 | 9.5 | 9.5 | 0 | 0 | -0.01641 | -0.01661 | -0.01661 | -0.01661 | -0.01661 | -0.01652 |  | 0 | 0 | 0 | 0 | 0 | 0
993039 | SUN_MEADOW~2 | 69 | 101 | 1100 | 8.13 | 0 | 8.13 | 8.13 | 0 | 0 | -0.01635 | -0.01643 | -0.01643 | -0.01643 | -0.01643 | -0.01636 |  | 0 | 0 | 0 | 0 | 0 | 0
993054 | SUN_MEADOW~1 | 69 | 101 | 1100 | 13.6 | 0 | 13.6 | 13.6 | 0 | 0 | -0.01635 | -0.01643 | -0.01643 | -0.01643 | -0.01643 | -0.01636 |  | 0 | 0 | 0 | 0 | 0 | 0
111188 | SEMASS G1 | 13.8 | 101 | 1033 | 0 | 0 | 0 | 0 | 0 | 0 | -0.01631 | -0.01652 | -0.01652 | -0.01652 | -0.01652 | -0.01642 |  | 0 | 0 | 0 | 0 | 0 | 0
111189 | SEMASS G2 | 13.8 | 101 | 1033 | 0 | 0 | 0 | 0 | 0 | 0 | -0.01631 | -0.01652 | -0.01652 | -0.01652 | -0.01652 | -0.01642 |  | 0 | 0 | 0 | 0 | 0 | 0
991141 | SUN BAT_TR~1 | 115 | 101 | 1030 | 12.69 | 0 | 33.74 | 12.69 | 0 | 21.05 | -0.01628 | -0.01648 | -0.01648 | -0.01648 | -0.01648 | -0.01639 |  | 0 | 0 | 0 | 0 | 0 | 0
113138 | VUELTA_GEN | 0.38 | 101 | 1100 | 0 | 0 | 0 | 0 | 0 | 0 | -0.01593 | -0.01601 | -0.01601 | -0.01601 | -0.01601 | -0.01594 |  | 0 | 0 | 0 | 0 | 0 | 0
113139 | OLD_WARDOUR | 0.38 | 101 | 1100 | 2.33 | 0 | 2.38 | 2.33 | 0 | 0.05 | -0.01593 | -0.01601 | -0.01601 | -0.01601 | -0.01601 | -0.01594 |  | 0 | 0 | 0 | 0 | 0 | 0
990770 | BAT_W MEDW~1 | 345 | 101 | 1020 | 250 | 0 | 250 | 250 | 0 | 0 | -0.01593 | -0.0161 | -0.0161 | -0.0161 | -0.0161 | -0.01602 |  | 0 | 0 | 0 | 0 | 0 | 0
991140 | SUN BAT_RO~1 | 115 | 101 | 1030 | 24.62 | 0 | 24.62 | 24.62 | 0 | 0 | -0.01589 | -0.01609 | -0.01609 | -0.01609 | -0.01609 | -0.016 |  | 0 | 0 | 0 | 0 | 0 | 0
991271 | SUN BAT_CR~2 | 115 | 101 | 1050 | 27.96 | 0 | 27.96 | 27.96 | 0 | 0 | -0.01569 | -0.01589 | -0.01589 | -0.01589 | -0.01589 | -0.01579 |  | 0 | 0 | 0 | 0 | 0 | 0
113104 | SHERMAN HYD | 2.4 | 101 | 1100 | 0 | 0 | 0 | 0 | 0 | 0 | -0.01563 | -0.01557 | -0.01557 | -0.01557 | -0.01557 | -0.01552 |  | 0 | 0 | 0 | 0 | 0 | 0
114861 | ANP BLLNGHM1 | 21 | 101 | 1140 | 0 | 0 | 0 | 0 | 0 | 0 | -0.01563 | -0.01581 | -0.01581 | -0.01581 | -0.01581 | -0.01572 |  | 0 | 0 | 0 | 0 | 0 | 0
994757 | BAT_S WREN~1 | 115 | 101 | 1140 | 0 | 0 | 0 | 0 | 0 | 0 | -0.01563 | -0.01581 | -0.01581 | -0.01581 | -0.01581 | -0.01572 |  | 0 | 0 | 0 | 0 | 0 | 0
114862 | ANP BLLNGHM2 | 21 | 101 | 1140 | 0 | 0 | 0 | 0 | 0 | 0 | -0.01562 | -0.01579 | -0.01579 | -0.01579 | -0.01579 | -0.0157 |  | 0 | 0 | 0 | 0 | 0 | 0
991272 | SUN BAT_AR~1 | 115 | 101 | 1050 | 7 | 0 | 7 | 7 | 0 | 0 | -0.01548 | -0.01567 | -0.01567 | -0.01567 | -0.01567 | -0.01558 |  | 0 | 0 | 0 | 0 | 0 | 0
991273 | SUN BAT_WI~1 | 115 | 101 | 1050 | 28.43 | 0 | 28.43 | 28.43 | 0 | 0 | -0.01548 | -0.01567 | -0.01567 | -0.01567 | -0.01567 | -0.01558 |  | 0 | 0 | 0 | 0 | 0 | 0
993037 | SUN_LASHAW~1 | 69 | 101 | 1100 | 18.09 | 0 | 26.15 | 18.09 | 0 | 8.06 | -0.01532 | -0.01539 | -0.01539 | -0.01539 | -0.01539 | -0.01532 |  | 0 | 0 | 0 | 0 | 0 | 0
991268 | SUN BAT_IN~1 | 115 | 101 | 1050 | 40.45 | 0 | 40.45 | 40.45 | 0 | 0 | -0.01478 | -0.01497 | -0.01497 | -0.01497 | -0.01497 | -0.01488 |  | 0 | 0 | 0 | 0 | 0 | 0
115689 | CLEARY G8-9A | 13.8 | 101 | 1254 | 46.82 | 0 | 46.82 | 46.82 | 0 | 0 | -0.01464 | -0.01483 | -0.01483 | -0.01483 | -0.01483 | -0.01474 |  | 0 | 0 | 0 | 0 | 0 | 0
115690 | CLEARY G9 | 13.8 | 101 | 1254 | 84.18 | 0 | 84.18 | 84.18 | 0 | 0 | -0.01464 | -0.01483 | -0.01483 | -0.01483 | -0.01483 | -0.01474 |  | 0 | 0 | 0 | 0 | 0 | 0
111316 | DARTMTH PWRA | 13.8 | 101 | 1053 | 0 | 0 | 0 | 0 | 0 | 0 | -0.01442 | -0.01461 | -0.01461 | -0.01461 | -0.01461 | -0.01452 |  | 0 | 0 | 0 | 0 | 0 | 0
111317 | DARTMTH PWRB | 13.8 | 101 | 1053 | 0 | 0 | 0 | 0 | 0 | 0 | -0.01442 | -0.01461 | -0.01461 | -0.01461 | -0.01461 | -0.01452 |  | 0 | 0 | 0 | 0 | 0 | 0
991265 | SUN BAT_FI~1 | 115 | 101 | 1050 | 0 | 0 | 0 | 0 | 0 | 0 | -0.01442 | -0.0146 | -0.0146 | -0.0146 | -0.0146 | -0.01451 |  | 0 | 0 | 0 | 0 | 0 | 0
991267 | BAT_CROSS ~1 | 115 | 101 | 1050 | 129.81 | 0 | 246 | 129.81 | 0 | 116.19 | -0.01442 | -0.0146 | -0.0146 | -0.0146 | -0.0146 | -0.01451 |  | 0 | 0 | 0 | 0 | 0 | 0
991275 | SUN BAT_CR~1 | 115 | 101 | 1050 | 14.5 | 0 | 14.5 | 14.5 | 0 | 0 | -0.01442 | -0.01461 | -0.01461 | -0.01461 | -0.01461 | -0.01452 |  | 0 | 0 | 0 | 0 | 0 | 0
115742 | DIGHTON PWR | 22 | 101 | 1160 | 168 | 0 | 168 | 168 | 0 | 0 | -0.01437 | -0.01455 | -0.01455 | -0.01455 | -0.01455 | -0.01446 |  | 0 | 0 | 0 | 0 | 0 | 0
113011 | BAT_BarreB~1 | 115 | 101 | 1100 | 0 | 0 | 0 | 0 | 0 | 0 | -0.01399 | -0.01401 | -0.01401 | -0.01401 | -0.01401 | -0.01395 |  | 0 | 0 | 0 | 0 | 0 | 0
991378 | SUN BAT_BE~1 | 115 | 101 | 1050 | 279.36 | 0 | 880 | 279.36 | 0 | 600.64 | -0.01366 | -0.01384 | -0.01384 | -0.01384 | -0.01384 | -0.01375 |  | 0 | 0 | 0 | 0 | 0 | 0
113889 | PRINCETON | 13.8 | 101 | 1208 | 0 | 0 | 0 | 0 | 0 | 0 | -0.01365 | -0.01371 | -0.01371 | -0.01371 | -0.01371 | -0.01364 |  | 0 | 0 | 0 | 0 | 0 | 0
117434 | TIVERTON GT | 18 | 101 | 1410 | 0 | 0 | 0 | 0 | 0 | 0 | -0.01347 | -0.01364 | -0.01364 | -0.01364 | -0.01364 | -0.01355 |  | 0 | 0 | 0 | 0 | 0 | 0
117435 | TIVERTON ST | 13.8 | 101 | 1410 | 0 | 0 | 0 | 0 | 0 | 0 | -0.01347 | -0.01364 | -0.01364 | -0.01364 | -0.01364 | -0.01355 |  | 0 | 0 | 0 | 0 | 0 | 0
997357 | SUN_Tiverton | 115 | 101 | 1410 | 0 | 0 | 0 | 0 | 0 | 0 | -0.01347 | -0.01364 | -0.01364 | -0.01364 | -0.01364 | -0.01355 |  | 0 | 0 | 0 | 0 | 0 | 0
998179 | NG_NAVY TAP | 69 | 101 | 1420 | 6.27 | 0 | 6.27 | 6.27 | 0 | 0 | -0.01347 | -0.01364 | -0.01364 | -0.01364 | -0.01364 | -0.01355 |  | 0 | 0 | 0 | 0 | 0 | 0
998187 | SUN_JEPSON | 13.8 | 101 | 1420 | 20.97 | 0 | 20.97 | 20.97 | 0 | 0 | -0.01347 | -0.01364 | -0.01364 | -0.01364 | -0.01364 | -0.01355 |  | 0 | 0 | 0 | 0 | 0 | 0
993031 | SUN_WARE | 69 | 101 | 1100 | 60.61 | 0 | 85.08 | 60.61 | 0 | 24.47 | -0.01319 | -0.01325 | -0.01325 | -0.01325 | -0.01325 | -0.01318 |  | 0 | 0 | 0 | 0 | 0 | 0
111084 | NEA BELL GT1 | 13.8 | 101 | 1023 | 0 | 0 | 0 | 0 | 0 | 0 | -0.01293 | -0.0131 | -0.0131 | -0.0131 | -0.0131 | -0.01301 |  | 0 | 0 | 0 | 0 | 0 | 0
111085 | NEA BELL GT2 | 13.8 | 101 | 1023 | 0 | 0 | 0 | 0 | 0 | 0 | -0.01293 | -0.0131 | -0.0131 | -0.0131 | -0.0131 | -0.01301 |  | 0 | 0 | 0 | 0 | 0 | 0
111086 | NEA BELL ST1 | 13.8 | 101 | 1023 | 0 | 0 | 0 | 0 | 0 | 0 | -0.01293 | -0.0131 | -0.0131 | -0.0131 | -0.0131 | -0.01301 |  | 0 | 0 | 0 | 0 | 0 | 0
994734 | WND_BRAYTN~1 | 345 | 101 | 1140 | 0 | 0 | 0 | 0 | 0 | 0 | -0.01213 | -0.0123 | -0.0123 | -0.0123 | -0.0123 | -0.01221 |  | 0 | 0 | 0 | 0 | 0 | 0
111095 | ANP BLKSTN 1 | 21 | 101 | 1023 | 0 | 0 | 0 | 0 | 0 | 0 | -0.01148 | -0.01164 | -0.01164 | -0.01164 | -0.01164 | -0.01156 |  | 0 | 0 | 0 | 0 | 0 | 0
111096 | ANP BLKSTN 2 | 21 | 101 | 1023 | 0 | 0 | 0 | 0 | 0 | 0 | -0.01148 | -0.01164 | -0.01164 | -0.01164 | -0.01164 | -0.01156 |  | 0 | 0 | 0 | 0 | 0 | 0
997349 | SUN_WOONSO~1 | 115 | 101 | 1410 | 0 | 0 | 0 | 0 | 0 | 0 | -0.01106 | -0.0112 | -0.0112 | -0.0112 | -0.0112 | -0.01112 |  | 0 | 0 | 0 | 0 | 0 | 0
997005 | BAT_W FARN~1 | 115 | 101 | 1400 | 0 | 0 | 0 | 0 | 0 | 0 | -0.01037 | -0.01051 | -0.01051 | -0.01051 | -0.01051 | -0.01043 |  | 0 | 0 | 0 | 0 | 0 | 0
997012 | SUN_NASONV~1 | 115 | 101 | 1400 | 0 | 0 | 0 | 0 | 0 | 0 | -0.01037 | -0.01051 | -0.01051 | -0.01051 | -0.01051 | -0.01043 |  | 0 | 0 | 0 | 0 | 0 | 0
997346 | SUN_WOLF H~1 | 115 | 101 | 1410 | 0 | 0 | 0 | 0 | 0 | 0 | -0.00959 | -0.00973 | -0.00973 | -0.00973 | -0.00973 | -0.00965 |  | 0 | 0 | 0 | 0 | 0 | 0
997353 | SUN_PUTNAM~1 | 115 | 101 | 1410 | 0 | 0 | 0 | 0 | 0 | 0 | -0.00944 | -0.00958 | -0.00958 | -0.00958 | -0.00958 | -0.0095 |  | 0 | 0 | 0 | 0 | 0 | 0
117426 | MANCHSTR 09A | 13.8 | 101 | 1410 | 106.94 | 0 | 106.94 | 106.94 | 0 | 0 | -0.00932 | -0.00947 | -0.00947 | -0.00947 | -0.00947 | -0.00938 |  | 0 | 0 | 0 | 0 | 0 | 0
117427 | MANCHSTR 10A | 13.8 | 101 | 1410 | 109.03 | 0 | 109.03 | 109.03 | 0 | 0 | -0.00932 | -0.00947 | -0.00947 | -0.00947 | -0.00947 | -0.00938 |  | 0 | 0 | 0 | 0 | 0 | 0
117428 | MANCHSTR 11A | 13.8 | 101 | 1410 | 107.53 | 0 | 107.53 | 107.53 | 0 | 0 | -0.00932 | -0.00947 | -0.00947 | -0.00947 | -0.00947 | -0.00938 |  | 0 | 0 | 0 | 0 | 0 | 0
117431 | FRNKLNSQ SC1 | 11.5 | 101 | 1410 | 47.06 | 0 | 47.06 | 47.06 | 0 | 0 | -0.00932 | -0.00947 | -0.00947 | -0.00947 | -0.00947 | -0.00938 |  | 0 | 0 | 0 | 0 | 0 | 0
117432 | FRNKLNSQ SC2 | 11.5 | 101 | 1410 | 47.97 | 0 | 47.97 | 47.97 | 0 | 0 | -0.00932 | -0.00947 | -0.00947 | -0.00947 | -0.00947 | -0.00938 |  | 0 | 0 | 0 | 0 | 0 | 0
117433 | FRNKLNSQ SC3 | 11.5 | 101 | 1410 | 49.47 | 0 | 49.47 | 49.47 | 0 | 0 | -0.00932 | -0.00947 | -0.00947 | -0.00947 | -0.00947 | -0.00938 |  | 0 | 0 | 0 | 0 | 0 | 0
997311 | SUN_JOHNST~1 | 115 | 101 | 1410 | 0 | 0 | 0 | 0 | 0 | 0 | -0.00873 | -0.00887 | -0.00887 | -0.00887 | -0.00887 | -0.00879 |  | 0 | 0 | 0 | 0 | 0 | 0
117436 | RISE CT1 | 18 | 101 | 1410 | 183.1 | 0 | 183.1 | 183.1 | 0 | 0 | -0.00853 | -0.00867 | -0.00867 | -0.00867 | -0.00867 | -0.00859 |  | 0 | 0 | 0 | 0 | 0 | 0
117437 | RISE ST | 18 | 101 | 1410 | 185.48 | 0 | 185.48 | 185.48 | 0 | 0 | -0.00853 | -0.00867 | -0.00867 | -0.00867 | -0.00867 | -0.00859 |  | 0 | 0 | 0 | 0 | 0 | 0
117438 | RISE CT2 | 18 | 101 | 1410 | 183.1 | 0 | 183.1 | 183.1 | 0 | 0 | -0.00853 | -0.00867 | -0.00867 | -0.00867 | -0.00867 | -0.00859 |  | 0 | 0 | 0 | 0 | 0 | 0
117446 | J LANDFIL P2 | 4.2 | 101 | 1410 | 0 | 0 | 0 | 0 | 0 | 0 | -0.00844 | -0.00858 | -0.00858 | -0.00858 | -0.00858 | -0.0085 |  | 0 | 0 | 0 | 0 | 0 | 0
117501 | J_LANDF_L | 0.6 | 101 | 1410 | 0 | 0 | 0 | 0 | 0 | 0 | -0.00844 | -0.00858 | -0.00858 | -0.00858 | -0.00858 | -0.0085 |  | 0 | 0 | 0 | 0 | 0 | 0
117455 | RIDGEWOOD LD | 13.8 | 101 | 1410 | 0 | 0 | 0 | 0 | 0 | 0 | -0.00833 | -0.00847 | -0.00847 | -0.00847 | -0.00847 | -0.00838 |  | 0 | 0 | 0 | 0 | 0 | 0
109504 | HARRIMAN G2 | 6.9 | 101 | 1100 | 13.71 | 0 | 13.71 | 13.71 | 0 | 0 | -0.00784 | -0.00779 | -0.00779 | -0.00779 | -0.00779 | -0.00773 |  | 0 | 0 | 0 | 0 | 0 | 0
109505 | HARRIMAN G1 | 6.9 | 101 | 1100 | 13.71 | 0 | 13.71 | 13.71 | 0 | 0 | -0.00784 | -0.00779 | -0.00779 | -0.00779 | -0.00779 | -0.00773 |  | 0 | 0 | 0 | 0 | 0 | 0
993342 | SUN_CRYSTA~1 | 69 | 101 | 1110 | 0 | 0 | 0 | 0 | 0 | 0 | -0.0076 | -0.00765 | -0.00765 | -0.00765 | -0.00765 | -0.00758 |  | 0 | 0 | 0 | 0 | 0 | 0
117505 | S-SKY-WCR_L | 0.48 | 101 | 1410 | 0 | 0 | 0 | 0 | 0 | 0 | -0.00744 | -0.00758 | -0.00758 | -0.00758 | -0.00758 | -0.00749 |  | 0 | 0 | 0 | 0 | 0 | 0
997342 | SUN_W CRAN~1 | 115 | 101 | 1410 | 0 | 0 | 0 | 0 | 0 | 0 | -0.00744 | -0.00758 | -0.00758 | -0.00758 | -0.00758 | -0.00749 |  | 0 | 0 | 0 | 0 | 0 | 0
117503 | S-SKY-2228_L | 0.48 | 101 | 1410 | 0 | 0 | 0 | 0 | 0 | 0 | -0.00703 | -0.00717 | -0.00717 | -0.00717 | -0.00717 | -0.00708 |  | 0 | 0 | 0 | 0 | 0 | 0
117514 | HOPE_0.385KV | 0.38 | 101 | 1410 | 0 | 0 | 0 | 0 | 0 | 0 | -0.00703 | -0.00717 | -0.00717 | -0.00717 | -0.00717 | -0.00708 |  | 0 | 0 | 0 | 0 | 0 | 0
997463 | SUN_NEW LO~1 | 115 | 101 | 1410 | 0 | 0 | 0 | 0 | 0 | 0 | -0.00655 | -0.00669 | -0.00669 | -0.00669 | -0.00669 | -0.00661 |  | 0 | 0 | 0 | 0 | 0 | 0
993034 | SUN_BELCHE~1 | 69 | 101 | 1100 | 17.93 | 0 | 17.93 | 17.93 | 0 | 0 | -0.00645 | -0.00649 | -0.00649 | -0.00649 | -0.00649 | -0.00642 |  | 0 | 0 | 0 | 0 | 0 | 0
117485 | RI_WED_GEN | 0.6 | 101 | 1410 | 0 | 0 | 0 | 0 | 0 | 0 | -0.00605 | -0.00618 | -0.00618 | -0.00618 | -0.00618 | -0.0061 |  | 0 | 0 | 0 | 0 | 0 | 0
117486 | RI WED G2 | 0.6 | 101 | 1410 | 0 | 0 | 0 | 0 | 0 | 0 | -0.00605 | -0.00618 | -0.00618 | -0.00618 | -0.00618 | -0.0061 |  | 0 | 0 | 0 | 0 | 0 | 0
997327 | SUN_DRUMROCK | 115 | 101 | 1410 | 0 | 0 | 0 | 0 | 0 | 0 | -0.00594 | -0.00608 | -0.00608 | -0.00608 | -0.00608 | -0.006 |  | 0 | 0 | 0 | 0 | 0 | 0
997332 | SUN_KENT C~1 | 115 | 101 | 1410 | 0 | 0 | 0 | 0 | 0 | 0 | -0.00569 | -0.00582 | -0.00582 | -0.00582 | -0.00582 | -0.00574 |  | 0 | 0 | 0 | 0 | 0 | 0
997385 | SUN_KENT C~1 | 34.5 | 101 | 1410 | 0 | 0 | 0 | 0 | 0 | 0 | -0.00569 | -0.00583 | -0.00583 | -0.00583 | -0.00583 | -0.00574 |  | 0 | 0 | 0 | 0 | 0 | 0
117029 | OCEAN ST GT1 | 13.8 | 101 | 1400 | 77.46 | 0 | 77.46 | 77.46 | 0 | 0 | -0.00538 | -0.00552 | -0.00552 | -0.00552 | -0.00552 | -0.00543 |  | 0 | 0 | 0 | 0 | 0 | 0
117030 | OCEAN ST GT2 | 13.8 | 101 | 1400 | 77.46 | 0 | 77.46 | 77.46 | 0 | 0 | -0.00538 | -0.00552 | -0.00552 | -0.00552 | -0.00552 | -0.00543 |  | 0 | 0 | 0 | 0 | 0 | 0
117031 | OCEAN ST ST1 | 13.8 | 101 | 1400 | 117.42 | 0 | 117.42 | 117.42 | 0 | 0 | -0.00538 | -0.00552 | -0.00552 | -0.00552 | -0.00552 | -0.00543 |  | 0 | 0 | 0 | 0 | 0 | 0
117032 | OCEAN ST GT3 | 13.8 | 101 | 1400 | 78.17 | 0 | 78.17 | 78.17 | 0 | 0 | -0.00538 | -0.00552 | -0.00552 | -0.00552 | -0.00552 | -0.00543 |  | 0 | 0 | 0 | 0 | 0 | 0
117033 | OCEAN ST GT4 | 13.8 | 101 | 1400 | 78.17 | 0 | 78.17 | 78.17 | 0 | 0 | -0.00538 | -0.00552 | -0.00552 | -0.00552 | -0.00552 | -0.00543 |  | 0 | 0 | 0 | 0 | 0 | 0
117034 | OCEAN ST ST2 | 13.8 | 101 | 1400 | 118.49 | 0 | 118.49 | 118.49 | 0 | 0 | -0.00538 | -0.00552 | -0.00552 | -0.00552 | -0.00552 | -0.00543 |  | 0 | 0 | 0 | 0 | 0 | 0
993038 | SUN_ROYALS~1 | 69 | 101 | 1100 | 2.5 | 0 | 2.5 | 2.5 | 0 | 0 | -0.00538 | -0.00543 | -0.00543 | -0.00543 | -0.00543 | -0.00536 |  | 0 | 0 | 0 | 0 | 0 | 0
997000 | DFO NG_SHE~1 | 345 | 101 | 1400 | 0 | 0 | 0 | 0 | 0 | 0 | -0.00538 | -0.00552 | -0.00552 | -0.00552 | -0.00552 | -0.00543 |  | 0 | 0 | 0 | 0 | 0 | 0
108934 | STRATTON_SC1 | 13.8 | 101 | 704 | 0 | 0 | 0 | 0 | 0 | 0 | -0.00289 | -0.00268 | -0.00268 | -0.00268 | -0.00268 | -0.00265 |  | 0 | 0 | 0 | 0 | 0 | 0
108938 | STRATTON_SC2 | 13.8 | 101 | 704 | 0 | 0 | 0 | 0 | 0 | 0 | -0.00289 | -0.00268 | -0.00268 | -0.00268 | -0.00268 | -0.00265 |  | 0 | 0 | 0 | 0 | 0 | 0
997314 | BAT_DAVISV~1 | 115 | 101 | 1410 | 0 | 0 | 0 | 0 | 0 | 0 | -0.00289 | -0.00302 | -0.00302 | -0.00302 | -0.00302 | -0.00294 |  | 0 | 0 | 0 | 0 | 0 | 0
997368 | SUN_OLD BA~1 | 12.5 | 101 | 1410 | 0 | 0 | 0 | 0 | 0 | 0 | -0.00289 | -0.00302 | -0.00302 | -0.00302 | -0.00302 | -0.00294 |  | 0 | 0 | 0 | 0 | 0 | 0
997313 | SUN_TOWER ~1 | 115 | 101 | 1410 | 0 | 0 | 0 | 0 | 0 | 0 | -0.00029 | -0.00042 | -0.00042 | -0.00042 | -0.00042 | -0.00033 |  | 0 | 0 | 0 | 0 | 0 | 0
997363 | SUN_TOWER ~1 | 12.5 | 101 | 1410 | 0 | 0 | 0 | 0 | 0 | 0 | -0.00029 | -0.00042 | -0.00042 | -0.00042 | -0.00042 | -0.00033 |  | 0 | 0 | 0 | 0 | 0 | 0
117495 | BLK ISL WIND | 0.9 | 101 | 1410 | 0 | 0 | 0 | 0 | 0 | 0 | 0.00462 | 0.0045 | 0.0045 | 0.0045 | 0.0045 | 0.00458 |  | 0 | 0 | 0 | 0 | 0 | 0
997339 | SUN_W KING~1 | 115 | 101 | 1410 | 0 | 0 | 0 | 0 | 0 | 0 | 0.00463 | 0.00451 | 0.00451 | 0.00451 | 0.00451 | 0.00459 |  | 0 | 0 | 0 | 0 | 0 | 0
993029 | SUN_SHUTES~1 | 69 | 101 | 1100 | 19.99 | 0 | 19.99 | 19.99 | 0 | 0 | 0.00503 | 0.005 | 0.005 | 0.005 | 0.005 | 0.00506 |  | 0 | 0 | 0 | 0 | 0 | 0
999038 | BAT_KILLIN~1 | 345 | 101 | 1630 | 0 | 0 | 0 | 0 | 0 | 0 | 0.00665 | 0.00654 | 0.00654 | 0.00654 | 0.00654 | 0.00662 |  | 0 | 0 | 0 | 0 | 0 | 0
993005 | SUN_ADAMS | 115 | 101 | 1100 | 0 | 0 | 0 | 0 | 0 | 0 | 0.0067 | 0.00676 | 0.00676 | 0.00676 | 0.00676 | 0.00681 |  | 0 | 0 | 0 | 0 | 0 | 0
121513 | LAKE ROAD_C1 | 21 | 101 | 1633 | 269.79 | 0 | 269.79 | 269.79 | 0 | 0 | 0.007 | 0.00689 | 0.00689 | 0.00689 | 0.00689 | 0.00697 |  | 0 | 0 | 0 | 0 | 0 | 0
121514 | LAKE ROAD_C2 | 21 | 101 | 1633 | 275.21 | 0 | 275.21 | 275.21 | 0 | 0 | 0.007 | 0.00689 | 0.00689 | 0.00689 | 0.00689 | 0.00697 |  | 0 | 0 | 0 | 0 | 0 | 0
121515 | LAKE ROAD_C3 | 21 | 101 | 1633 | 0.78 | 0 | 279 | 0.78 | 0 | 278.22 | 0.007 | 0.00689 | 0.00689 | 0.00689 | 0.00689 | 0.00697 |  | 0 | 0 | 0 | 0 | 0 | 0
121517 | QP724 CT | 23.5 | 101 | 1633 | 341.24 | 0 | 393.67 | 341.24 | 0 | 52.43 | 0.00819 | 0.00808 | 0.00808 | 0.00808 | 0.00808 | 0.00816 |  | 0 | 0 | 0 | 0 | 0 | 0
121518 | QP724 ST | 16 | 101 | 1633 | 238.29 | 0 | 238.29 | 238.29 | 0 | 0 | 0.00819 | 0.00808 | 0.00808 | 0.00808 | 0.00808 | 0.00816 |  | 0 | 0 | 0 | 0 | 0 | 0
997305 | SUN_KENYON | 115 | 101 | 1410 | 0 | 0 | 0 | 0 | 0 | 0 | 0.00938 | 0.00927 | 0.00927 | 0.00927 | 0.00927 | 0.00935 |  | 0 | 0 | 0 | 0 | 0 | 0
109529 | VERNON HYD A | 2.4 | 101 | 1100 | 0 | 0 | 0 | 0 | 0 | 0 | 0.01011 | 0.01008 | 0.01008 | 0.01008 | 0.01008 | 0.01015 |  | 0 | 0 | 0 | 0 | 0 | 0
109530 | VERNON HYD B | 2.4 | 101 | 1100 | 0 | 0 | 0 | 0 | 0 | 0 | 0.01011 | 0.01008 | 0.01008 | 0.01008 | 0.01008 | 0.01015 |  | 0 | 0 | 0 | 0 | 0 | 0
109531 | VERNON HY T1 | 13.8 | 101 | 1100 | 0 | 0 | 0 | 0 | 0 | 0 | 0.01011 | 0.01008 | 0.01008 | 0.01008 | 0.01008 | 0.01015 |  | 0 | 0 | 0 | 0 | 0 | 0
109532 | VERNON HY T2 | 13.8 | 101 | 1100 | 0 | 0 | 0 | 0 | 0 | 0 | 0.01011 | 0.01008 | 0.01008 | 0.01008 | 0.01008 | 0.01015 |  | 0 | 0 | 0 | 0 | 0 | 0
999116 | SUN_N-BLOO~1 | 345 | 101 | 1670 | 0 | 0 | 0 | 0 | 0 | 0 | 0.01126 | 0.01125 | 0.01125 | 0.01125 | 0.01125 | 0.01132 |  | 0 | 0 | 0 | 0 | 0 | 0
117507 | STSK_GEN | 0.55 | 101 | 1410 | 0 | 0 | 0 | 0 | 0 | 0 | 0.01368 | 0.01358 | 0.01358 | 0.01358 | 0.01358 | 0.01365 |  | 0 | 0 | 0 | 0 | 0 | 0
997348 | SUN_WOOD R~1 | 115 | 101 | 1410 | 0 | 0 | 0 | 0 | 0 | 0 | 0.01368 | 0.01358 | 0.01358 | 0.01358 | 0.01358 | 0.01365 |  | 0 | 0 | 0 | 0 | 0 | 0
121526 | WOODSHILL_PV | 0.38 | 101 | 1634 | 0 | 0 | 0 | 0 | 0 | 0 | 0.01656 | 0.01646 | 0.01646 | 0.01646 | 0.01646 | 0.01654 |  | 0 | 0 | 0 | 0 | 0 | 0
121536 | QB_GEN | 0.42 | 101 | 1633 | 0 | 0 | 0 | 0 | 0 | 0 | 0.01664 | 0.01655 | 0.01655 | 0.01655 | 0.01655 | 0.01663 |  | 0 | 0 | 0 | 0 | 0 | 0
113101 | DEERFIELD 5G | 13.8 | 101 | 1100 | 0 | 0 | 0 | 0 | 0 | 0 | 0.01795 | 0.018 | 0.018 | 0.018 | 0.018 | 0.01805 |  | 0 | 0 | 0 | 0 | 0 | 0
113102 | FIFE BROOK | 13.8 | 101 | 1100 | 9.9 | 0 | 9.9 | 9.9 | 0 | 0 | 0.01795 | 0.018 | 0.018 | 0.018 | 0.018 | 0.01805 |  | 0 | 0 | 0 | 0 | 0 | 0
997458 | SUN_CHASE ~1 | 115 | 101 | 1410 | 0 | 0 | 0 | 0 | 0 | 0 | 0.01804 | 0.01794 | 0.01794 | 0.01794 | 0.01794 | 0.01802 |  | 0 | 0 | 0 | 0 | 0 | 0
113123 | HOOSAC CLR1 | 0.69 | 101 | 1100 | 0 | 0 | 0 | 0 | 0 | 0 | 0.01919 | 0.01924 | 0.01924 | 0.01924 | 0.01924 | 0.01929 |  | 0 | 0 | 0 | 0 | 0 | 0
113125 | HOOSAC CLR2 | 0.69 | 101 | 1100 | 0 | 0 | 0 | 0 | 0 | 0 | 0.01919 | 0.01924 | 0.01924 | 0.01924 | 0.01924 | 0.01929 |  | 0 | 0 | 0 | 0 | 0 | 0
999541 | SUN_BROOKL~1 | 115 | 101 | 1630 | 0 | 0 | 0 | 0 | 0 | 0 | 0.02052 | 0.02044 | 0.02044 | 0.02044 | 0.02044 | 0.02051 |  | 0 | 0 | 0 | 0 | 0 | 0
113098 | DEERFIELD 2G | 2.4 | 101 | 1100 | 0 | 0 | 0 | 0 | 0 | 0 | 0.02112 | 0.02111 | 0.02111 | 0.02111 | 0.02111 | 0.02118 |  | 0 | 0 | 0 | 0 | 0 | 0
121852 | RAINBOW HYD | 2.4 | 101 | 1654 | 0 | 0 | 0 | 0 | 0 | 0 | 0.02289 | 0.02287 | 0.02287 | 0.02287 | 0.02287 | 0.02293 |  | 0 | 0 | 0 | 0 | 0 | 0
121860 | HAMILTON GT | 13.8 | 101 | 1654 | 0 | 0 | 0 | 0 | 0 | 0 | 0.02289 | 0.02287 | 0.02287 | 0.02287 | 0.02287 | 0.02293 |  | 0 | 0 | 0 | 0 | 0 | 0
121865 | DEXTER CT | 13.8 | 101 | 1653 | 0 | 0 | 0 | 0 | 0 | 0 | 0.02289 | 0.02287 | 0.02287 | 0.02287 | 0.02287 | 0.02293 |  | 0 | 0 | 0 | 0 | 0 | 0
990002 | SUN_WINDSO~1 | 115 | 101 | 1650 | 0 | 0 | 0 | 0 | 0 | 0 | 0.02289 | 0.02287 | 0.02287 | 0.02287 | 0.02287 | 0.02293 |  | 0 | 0 | 0 | 0 | 0 | 0
990038 | SUN_BARBOU~1 | 115 | 101 | 1650 | 0 | 0 | 0 | 0 | 0 | 0 | 0.02289 | 0.02287 | 0.02287 | 0.02287 | 0.02287 | 0.02293 |  | 0 | 0 | 0 | 0 | 0 | 0
113099 | DEERFIELD 3G | 2.4 | 101 | 1100 | 0 | 0 | 0 | 0 | 0 | 0 | 0.0232 | 0.0232 | 0.0232 | 0.0232 | 0.0232 | 0.02326 |  | 0 | 0 | 0 | 0 | 0 | 0
999682 | SUN_SHUNCK~1 | 115 | 101 | 1630 | 0 | 0 | 0 | 0 | 0 | 0 | 0.02322 | 0.02313 | 0.02313 | 0.02313 | 0.02313 | 0.02321 |  | 0 | 0 | 0 | 0 | 0 | 0
121638 | PAWCATCK SLR | 0.6 | 101 | 1634 | 0 | 0 | 0 | 0 | 0 | 0 | 0.02324 | 0.02315 | 0.02315 | 0.02315 | 0.02315 | 0.02323 |  | 0 | 0 | 0 | 0 | 0 | 0
113100 | DEERFIELD 4G | 2.4 | 101 | 1100 | 0 | 0 | 0 | 0 | 0 | 0 | 0.02486 | 0.02486 | 0.02486 | 0.02486 | 0.02486 | 0.02492 |  | 0 | 0 | 0 | 0 | 0 | 0
109503 | HARRIMAN G3 | 6.9 | 101 | 1100 | 0 | 0 | 0 | 0 | 0 | 0 | 0.02627 | 0.02633 | 0.02633 | 0.02633 | 0.02633 | 0.02638 |  | 0 | 0 | 0 | 0 | 0 | 0
121559 | CONSTITUTION | 0.6 | 101 | 1634 | 0 | 0 | 0 | 0 | 0 | 0 | 0.02698 | 0.0269 | 0.0269 | 0.0269 | 0.0269 | 0.02697 |  | 0 | 0 | 0 | 0 | 0 | 0
121560 | PLAINFIELD | 13.8 | 101 | 1633 | 0 | 0 | 0 | 0 | 0 | 0 | 0.02703 | 0.02695 | 0.02695 | 0.02695 | 0.02695 | 0.02702 |  | 0 | 0 | 0 | 0 | 0 | 0
999562 | SUN_FRY BR~1 | 115 | 101 | 1630 | 0 | 0 | 0 | 0 | 0 | 0 | 0.02703 | 0.02695 | 0.02695 | 0.02695 | 0.02695 | 0.02702 |  | 0 | 0 | 0 | 0 | 0 | 0
990290 | SUN_N-BLOO~1 | 115 | 101 | 1670 | 0 | 0 | 0 | 0 | 0 | 0 | 0.0311 | 0.03108 | 0.03108 | 0.03108 | 0.03108 | 0.03115 |  | 0 | 0 | 0 | 0 | 0 | 0
999849 | FC_WILLIMA~1 | 115 | 101 | 1630 | 0 | 0 | 0 | 0 | 0 | 0 | 0.03114 | 0.03108 | 0.03108 | 0.03108 | 0.03108 | 0.03115 |  | 0 | 0 | 0 | 0 | 0 | 0
121587 | FOXWOODS G2 | 4.16 | 101 | 1634 | 0 | 0 | 0 | 0 | 0 | 0 | 0.03262 | 0.03254 | 0.03254 | 0.03254 | 0.03254 | 0.03262 |  | 0 | 0 | 0 | 0 | 0 | 0
999672 | BAT_MYSTIC~2 | 115 | 101 | 1630 | 0 | 0 | 0 | 0 | 0 | 0 | 0.03263 | 0.03255 | 0.03255 | 0.03255 | 0.03255 | 0.03263 |  | 0 | 0 | 0 | 0 | 0 | 0
121570 | TUNNEL JET | 13.2 | 101 | 1634 | 0 | 0 | 0 | 0 | 0 | 0 | 0.03452 | 0.03445 | 0.03445 | 0.03445 | 0.03445 | 0.03453 |  | 0 | 0 | 0 | 0 | 0 | 0
121571 | FUSION_GEN | 0.38 | 101 | 1634 | 0 | 0 | 0 | 0 | 0 | 0 | 0.03452 | 0.03445 | 0.03445 | 0.03445 | 0.03445 | 0.03453 |  | 0 | 0 | 0 | 0 | 0 | 0
121586 | FOXWOODS G1 | 4.16 | 101 | 1634 | 0 | 0 | 0 | 0 | 0 | 0 | 0.03452 | 0.03445 | 0.03445 | 0.03445 | 0.03445 | 0.03453 |  | 0 | 0 | 0 | 0 | 0 | 0
999583 | SUN_TUNNEL | 115 | 101 | 1630 | 0 | 0 | 0 | 0 | 0 | 0 | 0.03452 | 0.03445 | 0.03445 | 0.03445 | 0.03445 | 0.03453 |  | 0 | 0 | 0 | 0 | 0 | 0
121788 | LISBON | 4.16 | 101 | 1633 | 0 | 0 | 0 | 0 | 0 | 0 | 0.03528 | 0.03521 | 0.03521 | 0.03521 | 0.03521 | 0.03528 |  | 0 | 0 | 0 | 0 | 0 | 0
121579 | NORWICH JET | 13.8 | 101 | 1633 | 0 | 0 | 0 | 0 | 0 | 0 | 0.03667 | 0.03661 | 0.03661 | 0.03661 | 0.03661 | 0.03668 |  | 0 | 0 | 0 | 0 | 0 | 0
121590 | SECREC | 13.2 | 101 | 1633 | 0 | 0 | 0 | 0 | 0 | 0 | 0.03667 | 0.03661 | 0.03661 | 0.03661 | 0.03661 | 0.03668 |  | 0 | 0 | 0 | 0 | 0 | 0
121931 | RIVERSIDE PF | 23 | 101 | 1672 | 0 | 0 | 0 | 0 | 0 | 0 | 0.03901 | 0.03899 | 0.03899 | 0.03899 | 0.03899 | 0.03905 |  | 0 | 0 | 0 | 0 | 0 | 0
121943 | S-MEADOW_G5 | 11.5 | 101 | 1673 | 0 | 0 | 0 | 0 | 0 | 0 | 0.03933 | 0.03931 | 0.03931 | 0.03931 | 0.03931 | 0.03937 |  | 0 | 0 | 0 | 0 | 0 | 0
121944 | S-MEADOW_G6 | 11.5 | 101 | 1673 | 0 | 0 | 0 | 0 | 0 | 0 | 0.03933 | 0.03931 | 0.03931 | 0.03931 | 0.03931 | 0.03937 |  | 0 | 0 | 0 | 0 | 0 | 0
121964 | CDECCA_CT | 13.8 | 101 | 1673 | 0 | 0 | 0 | 0 | 0 | 0 | 0.0407 | 0.04068 | 0.04068 | 0.04068 | 0.04068 | 0.04075 |  | 0 | 0 | 0 | 0 | 0 | 0
121965 | CDECCA_ST | 13.2 | 101 | 1673 | 0 | 0 | 0 | 0 | 0 | 0 | 0.0407 | 0.04068 | 0.04068 | 0.04068 | 0.04068 | 0.04075 |  | 0 | 0 | 0 | 0 | 0 | 0
121647 | MONTVILLE | 2.4 | 101 | 1633 | 0 | 0 | 0 | 0 | 0 | 0 | 0.04443 | 0.04437 | 0.04437 | 0.04437 | 0.04437 | 0.04444 |  | 0 | 0 | 0 | 0 | 0 | 0
121645 | MONTVILLE_G5 | 13.8 | 101 | 1633 | 0 | 0 | 0 | 0 | 0 | 0 | 0.04742 | 0.04737 | 0.04737 | 0.04737 | 0.04737 | 0.04744 |  | 0 | 0 | 0 | 0 | 0 | 0
121646 | MONTVILLE_G6 | 22 | 101 | 1633 | 24.5 | 0 | 410 | 24.5 | 0 | 385.5 | 0.04742 | 0.04737 | 0.04737 | 0.04737 | 0.04737 | 0.04744 |  | 0 | 0 | 0 | 0 | 0 | 0
121835 | RAND WHITNEY | 13.8 | 101 | 1634 | 0 | 0 | 0 | 0 | 0 | 0 | 0.04742 | 0.04737 | 0.04737 | 0.04737 | 0.04737 | 0.04744 |  | 0 | 0 | 0 | 0 | 0 | 0
999718 | WND_MONTVI~1 | 115 | 101 | 1630 | 0 | 0 | 0 | 0 | 0 | 0 | 0.04742 | 0.04737 | 0.04737 | 0.04737 | 0.04737 | 0.04744 |  | 0 | 0 | 0 | 0 | 0 | 0
999768 | SUN_WATERF~1 | 115 | 101 | 1630 | 0 | 0 | 0 | 0 | 0 | 0 | 0.04742 | 0.04737 | 0.04737 | 0.04737 | 0.04737 | 0.04744 |  | 0 | 0 | 0 | 0 | 0 | 0
109517 | SEARS HYDRO | 2.4 | 101 | 1100 | 0 | 0 | 0 | 0 | 0 | 0 | 0.04867 | 0.04872 | 0.04872 | 0.04872 | 0.04872 | 0.04878 |  | 0 | 0 | 0 | 0 | 0 | 0
122154 | SIMSBURY SLR | 0.38 | 101 | 1694 | 0 | 0 | 0 | 0 | 0 | 0 | 0.04896 | 0.04895 | 0.04895 | 0.04895 | 0.04895 | 0.04901 |  | 0 | 0 | 0 | 0 | 0 | 0
990307 | SUN_NE-SIM~1 | 115 | 101 | 1690 | 0 | 0 | 0 | 0 | 0 | 0 | 0.04896 | 0.04895 | 0.04895 | 0.04895 | 0.04895 | 0.04901 |  | 0 | 0 | 0 | 0 | 0 | 0
121656 | MILLSTONE_G2 | 24 | 101 | 1633 | 934.5 | 0 | 934.5 | 934.5 | 0 | 0 | 0.05178 | 0.05174 | 0.05174 | 0.05174 | 0.05174 | 0.05181 |  | 0 | 0 | 0 | 0 | 0 | 0
121657 | MILLSTONE_G3 | 24 | 101 | 1633 | 1283 | 0 | 1283 | 1283 | 0 | 0 | 0.05178 | 0.05174 | 0.05174 | 0.28118 | 0.05174 | 0.05181 |  | 0 | 0 | 0 | 0 | 0 | 0
999194 | NUC_MILLST~1 | 345 | 101 | 1630 | 0 | 0 | 0 | 0 | 0 | 0 | 0.05178 | 0.05174 | 0.05174 | 0.05174 | 0.05174 | 0.05181 |  | 0 | 0 | 0 | 0 | 0 | 0
109296 | SEARS WIND_E | 12.5 | 101 | 704 | 0 | 0 | 0 | 0 | 0 | 0 | 0.05418 | 0.05423 | 0.05423 | 0.05423 | 0.05423 | 0.05429 |  | 0 | 0 | 0 | 0 | 0 | 0
109297 | SEARS WIND_W | 12.5 | 101 | 704 | 0 | 0 | 0 | 0 | 0 | 0 | 0.05418 | 0.05423 | 0.05423 | 0.05423 | 0.05423 | 0.05429 |  | 0 | 0 | 0 | 0 | 0 | 0
109403 | DRFLD EAST G | 0.69 | 101 | 704 | 0 | 0 | 0 | 0 | 0 | 0 | 0.05975 | 0.0598 | 0.0598 | 0.0598 | 0.0598 | 0.05986 |  | 0 | 0 | 0 | 0 | 0 | 0
109404 | DRFLD WEST G | 0.69 | 101 | 704 | 0 | 0 | 0 | 0 | 0 | 0 | 0.05975 | 0.0598 | 0.0598 | 0.0598 | 0.0598 | 0.05986 |  | 0 | 0 | 0 | 0 | 0 | 0
998496 | SUN_E ARLN~1 | 46 | 101 | 822 | 0 | 0 | 0 | 0 | 0 | 0 | 0.06291 | 0.06304 | 0.06304 | 0.06304 | 0.06304 | 0.06308 |  | 0 | 0 | 0 | 0 | 0 | 0
122041 | MIDDLETWN_G2 | 13.8 | 101 | 1713 | 121.29 | 0 | 121.29 | 121.29 | 0 | 0 | 0.0636 | 0.06357 | 0.06357 | 0.06357 | 0.06357 | 0.06364 |  | 0 | 0 | 0 | 0 | 0 | 0
122042 | MIDDLETWN_G3 | 22 | 101 | 1713 | 231.71 | 0 | 231.71 | 231.71 | 0 | 0 | 0.0636 | 0.06357 | 0.06357 | 0.06357 | 0.06357 | 0.06364 |  | 0 | 0 | 0 | 0 | 0 | 0
122044 | MIDDLETWN_10 | 13.2 | 101 | 1713 | 0 | 0 | 0 | 0 | 0 | 0 | 0.0636 | 0.06357 | 0.06357 | 0.06357 | 0.06357 | 0.06364 |  | 0 | 0 | 0 | 0 | 0 | 0
122030 | KLEEN_C1 | 16.5 | 101 | 1713 | 180.65 | 0 | 180.65 | 180.65 | 0 | 0 | 0.06789 | 0.06786 | 0.06786 | 0.06786 | 0.06786 | 0.06793 |  | 0 | 0 | 0 | 0 | 0 | 0
122031 | KLEEN_C2 | 16.5 | 101 | 1713 | 180.65 | 0 | 180.65 | 180.65 | 0 | 0 | 0.06789 | 0.06786 | 0.06786 | 0.06786 | 0.06786 | 0.06793 |  | 0 | 0 | 0 | 0 | 0 | 0
122032 | KLEEN_S1 | 18 | 101 | 1713 | 258.7 | 0 | 258.7 | 258.7 | 0 | 0 | 0.06789 | 0.06786 | 0.06786 | 0.06786 | 0.06786 | 0.06793 |  | 0 | 0 | 0 | 0 | 0 | 0
113096 | BEARSWAMP 1 | 13.8 | 101 | 1100 | 331.5 | 0 | 331.5 | 331.5 | 0 | 0 | 0.07416 | 0.07419 | 0.07419 | 0.07419 | 0.07419 | 0.07425 |  | 0 | 0 | 0 | 0 | 0 | 0
113097 | BEARSWAMP 2 | 13.8 | 101 | 1100 | 331.5 | 0 | 331.5 | 331.5 | 0 | 0 | 0.07416 | 0.07419 | 0.07419 | 0.07419 | 0.07419 | 0.07425 |  | 0 | 0 | 0 | 0 | 0 | 0
993001 | SUN_BEAR S~1 | 230 | 101 | 1100 | 83.71 | 0 | 83.71 | 83.71 | 0 | 0 | 0.07416 | 0.07419 | 0.07419 | 0.07419 | 0.07419 | 0.07425 |  | 0 | 0 | 0 | 0 | 0 | 0
122043 | MIDDLETWN_G4 | 22 | 101 | 1713 | 402 | 0 | 402 | 402 | 0 | 0 | 0.07522 | 0.0752 | 0.0752 | 0.0752 | 0.0752 | 0.07527 |  | 0 | 0 | 0 | 0 | 0 | 0
122046 | MIDDLETWN_12 | 13.8 | 101 | 1713 | 0 | 0 | 0 | 0 | 0 | 0 | 0.07522 | 0.0752 | 0.0752 | 0.0752 | 0.0752 | 0.07527 |  | 0 | 0 | 0 | 0 | 0 | 0
122047 | MIDDLETWN_13 | 13.8 | 101 | 1713 | 0 | 0 | 0 | 0 | 0 | 0 | 0.07522 | 0.0752 | 0.0752 | 0.0752 | 0.0752 | 0.07527 |  | 0 | 0 | 0 | 0 | 0 | 0
122048 | MIDDLETWN_14 | 13.8 | 101 | 1713 | 0 | 0 | 0 | 0 | 0 | 0 | 0.07522 | 0.0752 | 0.0752 | 0.0752 | 0.0752 | 0.07527 |  | 0 | 0 | 0 | 0 | 0 | 0
122049 | MIDDLETWN_15 | 13.8 | 101 | 1713 | 0 | 0 | 0 | 0 | 0 | 0 | 0.07522 | 0.0752 | 0.0752 | 0.0752 | 0.0752 | 0.07527 |  | 0 | 0 | 0 | 0 | 0 | 0
990488 | NG_BLACK R~1 | 115 | 101 | 1670 | 0 | 0 | 0 | 0 | 0 | 0 | 0.07795 | 0.07793 | 0.07793 | 0.07793 | 0.07793 | 0.078 |  | 0 | 0 | 0 | 0 | 0 | 0
123635 | HALVARSSON | 192 | 101 | 1830 | 0 | 0 | 0 | 0 | 0 | 0 | 0.08784 | 0.08782 | 0.08782 | 0.08782 | 0.08782 | 0.08788 |  | 0 | 0 | 0 | 0 | 0 | 0
122417 | BRANFORD JET | 13.8 | 101 | 1734 | 0 | 0 | 0 | 0 | 0 | 0 | 0.09271 | 0.09269 | 0.09269 | 0.09269 | 0.09269 | 0.09275 |  | 0 | 0 | 0 | 0 | 0 | 0
123653 | NEW HAVN HBR | 22 | 101 | 1823 | 0 | 0 | 0 | 0 | 0 | 0 | 0.09506 | 0.09504 | 0.09504 | 0.09504 | 0.09504 | 0.09511 |  | 0 | 0 | 0 | 0 | 0 | 0
123655 | NHHP G2 | 13.8 | 101 | 1823 | 0 | 0 | 0 | 0 | 0 | 0 | 0.09506 | 0.09504 | 0.09504 | 0.09504 | 0.09504 | 0.09511 |  | 0 | 0 | 0 | 0 | 0 | 0
123656 | NHHP G3-4 | 13.8 | 101 | 1823 | 0 | 0 | 0 | 0 | 0 | 0 | 0.09506 | 0.09504 | 0.09504 | 0.09504 | 0.09504 | 0.09511 |  | 0 | 0 | 0 | 0 | 0 | 0
123128 | YALE DG 1 | 13.8 | 101 | 1804 | 0 | 0 | 0 | 0 | 0 | 0 | 0.09771 | 0.09769 | 0.09769 | 0.09769 | 0.09769 | 0.09775 |  | 0 | 0 | 0 | 0 | 0 | 0
123129 | YALE DG 2 | 13.8 | 101 | 1804 | 0 | 0 | 0 | 0 | 0 | 0 | 0.09771 | 0.09769 | 0.09769 | 0.09769 | 0.09769 | 0.09775 |  | 0 | 0 | 0 | 0 | 0 | 0
122448 | WALLINGFRDG1 | 13.8 | 101 | 1733 | 0 | 0 | 0 | 0 | 0 | 0 | 0.09772 | 0.09771 | 0.09771 | 0.09771 | 0.09771 | 0.09777 |  | 0 | 0 | 0 | 0 | 0 | 0
122449 | WALLINGFRDG2 | 13.8 | 101 | 1733 | 0 | 0 | 0 | 0 | 0 | 0 | 0.09772 | 0.09771 | 0.09771 | 0.09771 | 0.09771 | 0.09777 |  | 0 | 0 | 0 | 0 | 0 | 0
122450 | WALLINGFRDG3 | 13.8 | 101 | 1733 | 0 | 0 | 0 | 0 | 0 | 0 | 0.09772 | 0.09771 | 0.09771 | 0.09771 | 0.09771 | 0.09777 |  | 0 | 0 | 0 | 0 | 0 | 0
122451 | WALLINGFRDG4 | 13.8 | 101 | 1733 | 0 | 0 | 0 | 0 | 0 | 0 | 0.09772 | 0.09771 | 0.09771 | 0.09771 | 0.09771 | 0.09777 |  | 0 | 0 | 0 | 0 | 0 | 0
122452 | WALLINGFRDG5 | 13.8 | 101 | 1733 | 0 | 0 | 0 | 0 | 0 | 0 | 0.09772 | 0.09771 | 0.09771 | 0.09771 | 0.09771 | 0.09777 |  | 0 | 0 | 0 | 0 | 0 | 0
122453 | WALLINGFRDG6 | 13.8 | 101 | 1733 | 0 | 0 | 0 | 0 | 0 | 0 | 0.09772 | 0.09771 | 0.09771 | 0.09771 | 0.09771 | 0.09777 |  | 0 | 0 | 0 | 0 | 0 | 0
122454 | WALLINGFRDG7 | 13.8 | 101 | 1733 | 0 | 0 | 0 | 0 | 0 | 0 | 0.09772 | 0.09771 | 0.09771 | 0.09771 | 0.09771 | 0.09777 |  | 0 | 0 | 0 | 0 | 0 | 0
122542 | A.L. PIERCE | 13.8 | 101 | 1733 | 0 | 0 | 0 | 0 | 0 | 0 | 0.09772 | 0.09771 | 0.09771 | 0.09771 | 0.09771 | 0.09777 |  | 0 | 0 | 0 | 0 | 0 | 0
990740 | SUN_WALLIN~1 | 115 | 101 | 1730 | 0 | 0 | 0 | 0 | 0 | 0 | 0.09772 | 0.09771 | 0.09771 | 0.09771 | 0.09771 | 0.09777 |  | 0 | 0 | 0 | 0 | 0 | 0
122272 | FORESTVILLE | 13.8 | 101 | 1692 | 0 | 0 | 0 | 0 | 0 | 0 | 0.10282 | 0.10281 | 0.10281 | 0.10281 | 0.10281 | 0.10287 |  | 0 | 0 | 0 | 0 | 0 | 0
122173 | FRANKLIN DR | 13.2 | 101 | 1692 | 0 | 0 | 0 | 0 | 0 | 0 | 0.10844 | 0.10843 | 0.10843 | 0.10843 | 0.10843 | 0.10849 |  | 0 | 0 | 0 | 0 | 0 | 0
122469 | DEVON #10 | 13.8 | 101 | 1733 | 0 | 0 | 0 | 0 | 0 | 0 | 0.11703 | 0.11702 | 0.11702 | 0.11702 | 0.11702 | 0.11708 |  | 0 | 0 | 0 | 0 | 0 | 0
122476 | DEVON #15-16 | 13.8 | 101 | 1733 | 93.8 | 0 | 93.8 | 93.8 | 0 | 0 | 0.11703 | 0.11702 | 0.11702 | 0.11702 | 0.11702 | 0.11708 |  | 0 | 0 | 0 | 0 | 0 | 0
122477 | DEVON #17-18 | 13.8 | 101 | 1733 | 73.07 | 0 | 93.8 | 73.07 | 0 | 20.73 | 0.11703 | 0.11702 | 0.11702 | 0.11702 | 0.11702 | 0.11708 |  | 0 | 0 | 0 | 0 | 0 | 0
122481 | MILFORD_C1 | 21 | 101 | 1733 | 267.7 | 0 | 267.7 | 267.7 | 0 | 0 | 0.12265 | 0.12264 | 0.12264 | 0.12264 | 0.12264 | 0.12271 |  | 0 | 0 | 0 | 0 | 0 | 0
122482 | MILFORD_C2 | 21 | 101 | 1733 | 267.7 | 0 | 267.7 | 267.7 | 0 | 0 | 0.12265 | 0.12264 | 0.12264 | 0.12264 | 0.12264 | 0.12271 |  | 0 | 0 | 0 | 0 | 0 | 0
993313 | NG_CONGRES~1 | 115 | 101 | 1800 | 0 | 0 | 0 | 0 | 0 | 0 | 0.12425 | 0.12424 | 0.12424 | 0.12424 | 0.12424 | 0.1243 |  | 0 | 0 | 0 | 0 | 0 | 0
122583 | WATERBURY_G | 13.8 | 101 | 1733 | 97.91 | 0 | 97.91 | 97.91 | 0 | 0 | 0.12432 | 0.12431 | 0.12431 | 0.12431 | 0.12431 | 0.12438 |  | 0 | 0 | 0 | 0 | 0 | 0
123642 | BRPT HRBR 4 | 13.8 | 101 | 1803 | 0 | 0 | 0 | 0 | 0 | 0 | 0.12525 | 0.12524 | 0.12524 | 0.12524 | 0.12524 | 0.1253 |  | 0 | 0 | 0 | 0 | 0 | 0
122586 | TOWANTIC C1 | 18 | 101 | 1733 | 248.66 | 0 | 248.66 | 248.66 | 0 | 0 | 0.12535 | 0.12534 | 0.12534 | 0.12534 | 0.12534 | 0.1254 |  | 0 | 0 | 0 | 0 | 0 | 0
122587 | TOWANTIC C2 | 18 | 101 | 1733 | 250.92 | 0 | 250.92 | 250.92 | 0 | 0 | 0.12535 | 0.12534 | 0.12534 | 0.12534 | 0.12534 | 0.1254 |  | 0 | 0 | 0 | 0 | 0 | 0
122588 | TOWANTIC ST | 18 | 101 | 1733 | 250.92 | 0 | 250.92 | 250.92 | 0 | 0 | 0.12535 | 0.12534 | 0.12534 | 0.12534 | 0.12534 | 0.1254 |  | 0 | 0 | 0 | 0 | 0 | 0
122470 | DEVON #11 | 13.8 | 101 | 1733 | 33.12 | 0 | 33.12 | 33.12 | 0 | 0 | 0.12538 | 0.12536 | 0.12536 | 0.12536 | 0.12536 | 0.12543 |  | 0 | 0 | 0 | 0 | 0 | 0
122471 | DEVON #12 | 13.8 | 101 | 1733 | 33.12 | 0 | 33.12 | 33.12 | 0 | 0 | 0.12538 | 0.12536 | 0.12536 | 0.12536 | 0.12536 | 0.12543 |  | 0 | 0 | 0 | 0 | 0 | 0
122472 | DEVON #13 | 13.8 | 101 | 1733 | 33.12 | 0 | 33.12 | 33.12 | 0 | 0 | 0.12538 | 0.12536 | 0.12536 | 0.12536 | 0.12536 | 0.12543 |  | 0 | 0 | 0 | 0 | 0 | 0
122473 | DEVON #14 | 13.8 | 101 | 1733 | 33.12 | 0 | 33.12 | 33.12 | 0 | 0 | 0.12538 | 0.12536 | 0.12536 | 0.12536 | 0.12536 | 0.12543 |  | 0 | 0 | 0 | 0 | 0 | 0
990812 | BAT_DEVON-1 | 115 | 101 | 1730 | 0 | 0 | 0 | 0 | 0 | 0 | 0.12538 | 0.12536 | 0.12536 | 0.12536 | 0.12536 | 0.12543 |  | 0 | 0 | 0 | 0 | 0 | 0
123643 | BRPT RESCO_G | 13.8 | 101 | 1803 | 59.65 | 0 | 59.65 | 59.65 | 0 | 0 | 0.126 | 0.12599 | 0.12599 | 0.12599 | 0.12599 | 0.12605 |  | 0 | 0 | 0 | 0 | 0 | 0
123149 | SIKORSKY | 13.8 | 101 | 1804 | 0 | 0 | 0 | 0 | 0 | 0 | 0.12675 | 0.12674 | 0.12674 | 0.12674 | 0.12674 | 0.12681 |  | 0 | 0 | 0 | 0 | 0 | 0
123147 | DERBY DAM HY | 4.16 | 101 | 1804 | 0 | 0 | 0 | 0 | 0 | 0 | 0.12747 | 0.12746 | 0.12746 | 0.12746 | 0.12746 | 0.12753 |  | 0 | 0 | 0 | 0 | 0 | 0
993146 | NG_INDIAN ~1 | 13.8 | 101 | 1802 | 0 | 0 | 0 | 0 | 0 | 0 | 0.12747 | 0.12746 | 0.12746 | 0.12746 | 0.12746 | 0.12753 |  | 0 | 0 | 0 | 0 | 0 | 0
999389 | BAT_EAST D~1 | 345 | 101 | 1730 | 0 | 0 | 0 | 0 | 0 | 0 | 0.13051 | 0.13049 | 0.13049 | 0.13049 | 0.13049 | 0.13056 |  | 0 | 0 | 0 | 0 | 0 | 0
122625 | STEVENSON HY | 6.6 | 101 | 1733 | 21.67 | 0 | 21.67 | 21.67 | 0 | 0 | 0.13218 | 0.13217 | 0.13217 | 0.13217 | 0.13217 | 0.13224 |  | 0 | 0 | 0 | 0 | 0 | 0
123628 | BRPT HRBR 5C | 25 | 101 | 1803 | 315.72 | 0 | 315.72 | 315.72 | 0 | 0 | 0.13419 | 0.13418 | 0.13418 | 0.13418 | 0.13418 | 0.13424 |  | 0 | 0 | 0 | 0 | 0 | 0
123629 | BRPT HRBR 5S | 18 | 101 | 1803 | 168.58 | 0 | 168.58 | 168.58 | 0 | 0 | 0.13419 | 0.13418 | 0.13418 | 0.13418 | 0.13418 | 0.13424 |  | 0 | 0 | 0 | 0 | 0 | 0
123641 | BRPT EN 10ST | 16 | 101 | 1803 | 152.8 | 0 | 152.8 | 152.8 | 0 | 0 | 0.13419 | 0.13418 | 0.13418 | 0.13418 | 0.13418 | 0.13424 |  | 0 | 0 | 0 | 0 | 0 | 0
123644 | BRPT EN 11CT | 16 | 101 | 1803 | 165.6 | 0 | 165.6 | 165.6 | 0 | 0 | 0.13419 | 0.13418 | 0.13418 | 0.13418 | 0.13418 | 0.13424 |  | 0 | 0 | 0 | 0 | 0 | 0
123645 | BRPT EN 12CT | 16 | 101 | 1803 | 165.6 | 0 | 165.6 | 165.6 | 0 | 0 | 0.13419 | 0.13418 | 0.13418 | 0.13418 | 0.13418 | 0.13424 |  | 0 | 0 | 0 | 0 | 0 | 0
993626 | DFO NG_SIN~1 | 345 | 101 | 1810 | 0 | 0 | 0 | 0 | 0 | 0 | 0.13419 | 0.13418 | 0.13418 | 0.13418 | 0.13418 | 0.13424 |  | 0 | 0 | 0 | 0 | 0 | 0
122911 | WATERSIDE_G | 13.8 | 101 | 1753 | 0 | 0 | 0 | 0 | 0 | 0 | 0.13577 | 0.13577 | 0.13577 | 0.13577 | 0.13577 | 0.13583 |  | 0 | 0 | 0 | 0 | 0 | 0
122933 | COSCOB_GEN | 13.8 | 101 | 1753 | 0 | 0 | 0 | 0 | 0 | 0 | 0.13577 | 0.13577 | 0.13577 | 0.13577 | 0.13577 | 0.13583 |  | 0 | 0 | 0 | 0 | 0 | 0
122889 | GLENBROOK_S1 | 14.6 | 101 | 1752 | 0 | 0 | 0 | 0 | 0 | 0 | 0.13578 | 0.13577 | 0.13577 | 0.13577 | 0.13577 | 0.13583 |  | 0 | 0 | 0 | 0 | 0 | 0
122890 | GLENBROOK_S2 | 14.6 | 101 | 1752 | 0 | 0 | 0 | 0 | 0 | 0 | 0.13578 | 0.13577 | 0.13577 | 0.13577 | 0.13577 | 0.13583 |  | 0 | 0 | 0 | 0 | 0 | 0
122648 | BULLS BRIDGE | 1.15 | 101 | 1734 | 0 | 0 | 0 | 0 | 0 | 0 | 0.13919 | 0.13918 | 0.13918 | 0.13918 | 0.13918 | 0.13924 |  | 0 | 0 | 0 | 0 | 0 | 0
122657 | ROCKY RIVER | 13.8 | 101 | 1732 | 29.35 | 0 | 29.35 | 29.35 | 0 | 0 | 0.13919 | 0.13918 | 0.13918 | 0.13918 | 0.13918 | 0.13924 |  | 0 | 0 | 0 | 0 | 0 | 0
122660 | KIMB CLARK_G | 13.8 | 101 | 1734 | 12.02 | 0 | 12.02 | 12.02 | 0 | 0 | 0.13919 | 0.13918 | 0.13918 | 0.13918 | 0.13918 | 0.13924 |  | 0 | 0 | 0 | 0 | 0 | 0
991172 | SUN_ROCKY ~1 | 115 | 101 | 1730 | 0 | 0 | 0 | 0 | 0 | 0 | 0.13919 | 0.13918 | 0.13918 | 0.13918 | 0.13918 | 0.13924 |  | 0 | 0 | 0 | 0 | 0 | 0
122184 | TORRINGTON T | 13.8 | 101 | 1693 | 0 | 0 | 0 | 0 | 0 | 0 | 0.1407 | 0.1407 | 0.1407 | 0.1407 | 0.1407 | 0.14076 |  | 0 | 0 | 0 | 0 | 0 | 0
122196 | FALLS VILLGE | 6.6 | 101 | 1693 | 0 | 0 | 0 | 0 | 0 | 0 | 0.1407 | 0.1407 | 0.1407 | 0.1407 | 0.1407 | 0.14076 |  | 0 | 0 | 0 | 0 | 0 | 0
122690 | SHEPAUG HYD | 13.8 | 101 | 1734 | 42.95 | 0 | 42.95 | 42.95 | 0 | 0 | 0.15085 | 0.15084 | 0.15084 | 0.15084 | 0.15084 | 0.15091 |  | 0 | 0 | 0 | 0 | 0 | 0
122700 | STONY HIL_SC | 12.5 | 101 | 1733 | 0 | 0 | 0 | 0 | 0 | 0 | 0.15239 | 0.15239 | 0.15239 | 0.15239 | 0.15239 | 0.15245 |  | 0 | 0 | 0 | 0 | 0 | 0
105568 | SEABROOK_G1 | 25 | 101 | 603 | 1309.28 | 0 | 1309.28 | 1309.28 | 0 | 0 | 0.26929 | 0.26936 | 0.26936 | -0.03849 | -0.03849 | 0.26941 |  | 0 | 0 | 0 | 0 | 0 | 0
911560 | NYNE_BWLN | 345 | 102 | 12 | 120.67 | 0 | 466.67 | 120.67 | 0 | 346 | 0.30153 | 0.30156 | 0.30156 | 0.30156 | 0.30156 | 0.30162 |  | 0 | 0 | 0 | 0 | 0 | 0
926260 | NYPA - CMR | 345 | 102 | 12 | 0 | 0 | 0 | 0 | 0 | 0 | 0.30153 | 0.30156 | 0.30156 | 0.30156 | 0.30156 | 0.30162 |  | 0 | 0 | 0 | 0 | 0 | 0
926261 | NYPA - VT | 345 | 102 | 12 | 0 | 0 | 0 | 0 | 0 | 0 | 0.30153 | 0.30156 | 0.30156 | 0.30156 | 0.30156 | 0.30162 |  | 0 | 0 | 0 | 0 | 0 | 0
102125 | S_WTRVL_D | 12 | 101 | 112 | 0 | 0 | 0 | 0 | 0 | 0 | 0.32709 | 0.32714 | 0.32714 | 0.32714 | 0.32714 | 0.32719 |  | 0 | 0 | 0 | 0 | 0 | 0
107326 | HG_CONVRTR_N | 120 | 101 | 703 | 0 | 0 | 0 | 0 | 0 | 0 | 0.32709 | 0.32714 | 0.32714 | 0.32714 | 0.32714 | 0.32719 |  | 0 | 0 | 0 | 0 | 0 | 0
108955 | BELDENS1 | 2.4 | 101 | 704 | 0 | 0 | 0 | 0 | 0 | 0 | 0.32709 | 0.32714 | 0.32714 | 0.32714 | 0.32714 | 0.32719 |  | 0 | 0 | 0 | 0 | 0 | 0
109049 | CARVER FALLS | 2.3 | 101 | 704 | 0 | 0 | 0 | 0 | 0 | 0 | 0.32709 | 0.32714 | 0.32714 | 0.32714 | 0.32714 | 0.32719 |  | 0 | 0 | 0 | 0 | 0 | 0
109077 | E PITTSFORD | 2.3 | 101 | 704 | 0 | 0 | 0 | 0 | 0 | 0 | 0.32709 | 0.32714 | 0.32714 | 0.32714 | 0.32714 | 0.32719 |  | 0 | 0 | 0 | 0 | 0 | 0
109092 | MIDDLESEX_G | 2.4 | 101 | 704 | 0 | 0 | 0 | 0 | 0 | 0 | 0.32709 | 0.32714 | 0.32714 | 0.32714 | 0.32714 | 0.32719 |  | 0 | 0 | 0 | 0 | 0 | 0
109101 | SALISBURY | 7.2 | 101 | 704 | 0 | 0 | 0 | 0 | 0 | 0 | 0.32709 | 0.32714 | 0.32714 | 0.32714 | 0.32714 | 0.32719 |  | 0 | 0 | 0 | 0 | 0 | 0
109105 | MIDDLEBURY_H | 6.44 | 101 | 704 | 0 | 0 | 0 | 0 | 0 | 0 | 0.32709 | 0.32714 | 0.32714 | 0.32714 | 0.32714 | 0.32719 |  | 0 | 0 | 0 | 0 | 0 | 0
109130 | SMITH FALLS | 4.16 | 101 | 704 | 0 | 0 | 0 | 0 | 0 | 0 | 0.32709 | 0.32714 | 0.32714 | 0.32714 | 0.32714 | 0.32719 |  | 0 | 0 | 0 | 0 | 0 | 0
109139 | DEWEY MILLS | 4.16 | 101 | 704 | 0 | 0 | 0 | 0 | 0 | 0 | 0.32709 | 0.32714 | 0.32714 | 0.32714 | 0.32714 | 0.32719 |  | 0 | 0 | 0 | 0 | 0 | 0
109143 | CAVENDISH_D2 | 12.5 | 101 | 704 | 0 | 0 | 0 | 0 | 0 | 0 | 0.32709 | 0.32714 | 0.32714 | 0.32714 | 0.32714 | 0.32719 |  | 0 | 0 | 0 | 0 | 0 | 0
109190 | GRANITE SC1 | 13.8 | 101 | 703 | 0 | 0 | 0 | 0 | 0 | 0 | 0.32709 | 0.32714 | 0.32714 | 0.32714 | 0.32714 | 0.32719 |  | 0 | 0 | 0 | 0 | 0 | 0
109200 | GRANITE SC2 | 13.8 | 101 | 703 | 0 | 0 | 0 | 0 | 0 | 0 | 0.32709 | 0.32714 | 0.32714 | 0.32714 | 0.32714 | 0.32719 |  | 0 | 0 | 0 | 0 | 0 | 0
109251 | GAGE | 2.4 | 101 | 704 | 0 | 0 | 0 | 0 | 0 | 0 | 0.32709 | 0.32714 | 0.32714 | 0.32714 | 0.32714 | 0.32719 |  | 0 | 0 | 0 | 0 | 0 | 0
111110 | PUTNAM 1 | 13.8 | 101 | 1012 | 0 | 0 | 0 | 0 | 0 | 0 | 0.32709 | 0.32714 | 0.32714 | 0.32714 | 0.32714 | 0.32719 |  | 0 | 0 | 0 | 0 | 0 | 0
114050 | MALDEN MLS_T | 23 | 101 | 1120 | 0 | 0 | 0 | 0 | 0 | 0 | 0.32709 | 0.32714 | 0.32714 | 0.32714 | 0.32714 | 0.32719 |  | 0 | 0 | 0 | 0 | 0 | 0
116569 | TILSON-1113 | 13.8 | 101 | 1372 | 0 | 0 | 0 | 0 | 0 | 0 | 0.32709 | 0.32714 | 0.32714 | 0.32714 | 0.32714 | 0.32719 |  | 0 | 0 | 0 | 0 | 0 | 0
121744 | UCONN COGEN | 13.8 | 101 | 1634 | 0 | 0 | 0 | 0 | 0 | 0 | 0.32709 | 0.32714 | 0.32714 | 0.32714 | 0.32714 | 0.32719 |  | 0 | 0 | 0 | 0 | 0 | 0
911554 | NYNE_OSWG | 345 | 102 | 12 | 120.67 | 0 | 466.67 | 120.67 | 0 | 346 | 0.35242 | 0.35247 | 0.35247 | 0.35247 | 0.35247 | 0.35252 |  | 0 | 0 | 0 | 0 | 0 | 0
911531 | NYNE_GILB | 345 | 102 | 12 | 120.67 | 0 | 466.67 | 120.67 | 0 | 346 | 0.35778 | 0.35783 | 0.35783 | 0.35783 | 0.35783 | 0.35788 |  | 0 | 0 | 0 | 0 | 0 | 0

## 137562 EASTOVER RD 115005 NE
****** Plant Redispatch calculator ******* !!!! Please - edit only columns 'Status' & 'Pnew' !!!!!***
Flows
NN | LFCaseName | Monitored Element | [5 empty] | Contingency | Limit | FlowInit | FlowRes | FlowChange | Loading
1 |  | 137562 EASTOVER RD 230 115005 NE_E205W_NY 230 1 | [5 empty] | BF_NTHFLD_2T | 505 | 140.6 | 140.6 | 0 | 27.84%
2 |  | 137562 EASTOVER RD 230 115005 NE_E205W_NY 230 1 | [5 empty] | LN_312_393 | 505 | 68.2 | 68.2 | 0 | 13.5%
Dispatch | [8 empty] | 0 |  |  |  |  | 0 | 0
Bus# | Bus Name | Volt | Area | Zone | Pgen or Pload | PMin Gen | PMax Gen | Pnew | Pdelta | Pavail | Dfax_1 | Dfax_2 | --- | Impact_1 | Impact_2
113096 | BEARSWAMP 1 | 13.8 | 101 | 1100 | 331.5 | 0 | 331.5 | 331.5 | 0 | 0 | -0.27775 | -0.27775 |  | 0 | 0
113097 | BEARSWAMP 2 | 13.8 | 101 | 1100 | 331.5 | 0 | 331.5 | 331.5 | 0 | 0 | -0.27775 | -0.27775 |  | 0 | 0
993001 | SUN_BEAR S~1 | 230 | 101 | 1100 | 83.71 | 0 | 83.71 | 83.71 | 0 | 0 | -0.27775 | -0.27775 |  | 0 | 0
113100 | DEERFIELD 4G | 2.4 | 101 | 1100 | 0 | 0 | 0 | 0 | 0 | 0 | -0.16263 | -0.16263 |  | 0 | 0
113099 | DEERFIELD 3G | 2.4 | 101 | 1100 | 0 | 0 | 0 | 0 | 0 | 0 | -0.15773 | -0.15773 |  | 0 | 0
113098 | DEERFIELD 2G | 2.4 | 101 | 1100 | 0 | 0 | 0 | 0 | 0 | 0 | -0.15159 | -0.15159 |  | 0 | 0
109504 | HARRIMAN G2 | 6.9 | 101 | 1100 | 13.71 | 0 | 13.71 | 13.71 | 0 | 0 | -0.14928 | -0.14928 |  | 0 | 0
109505 | HARRIMAN G1 | 6.9 | 101 | 1100 | 13.71 | 0 | 13.71 | 13.71 | 0 | 0 | -0.14928 | -0.14928 |  | 0 | 0
113104 | SHERMAN HYD | 2.4 | 101 | 1100 | 0 | 0 | 0 | 0 | 0 | 0 | -0.14396 | -0.14396 |  | 0 | 0
993005 | SUN_ADAMS | 115 | 101 | 1100 | 0 | 0 | 0 | 0 | 0 | 0 | -0.13339 | -0.13339 |  | 0 | 0
109529 | VERNON HYD A | 2.4 | 101 | 1100 | 0 | 0 | 0 | 0 | 0 | 0 | -0.12257 | -0.12257 |  | 0 | 0
109530 | VERNON HYD B | 2.4 | 101 | 1100 | 0 | 0 | 0 | 0 | 0 | 0 | -0.12257 | -0.12257 |  | 0 | 0
109531 | VERNON HY T1 | 13.8 | 101 | 1100 | 0 | 0 | 0 | 0 | 0 | 0 | -0.12257 | -0.12257 |  | 0 | 0
109532 | VERNON HY T2 | 13.8 | 101 | 1100 | 0 | 0 | 0 | 0 | 0 | 0 | -0.12257 | -0.12257 |  | 0 | 0
113101 | DEERFIELD 5G | 13.8 | 101 | 1100 | 0 | 0 | 0 | 0 | 0 | 0 | -0.11783 | -0.11783 |  | 0 | 0
113102 | FIFE BROOK | 13.8 | 101 | 1100 | 9.9 | 0 | 9.9 | 9.9 | 0 | 0 | -0.11783 | -0.11783 |  | 0 | 0
113123 | HOOSAC CLR1 | 0.69 | 101 | 1100 | 0 | 0 | 0 | 0 | 0 | 0 | -0.11611 | -0.11611 |  | 0 | 0
113125 | HOOSAC CLR2 | 0.69 | 101 | 1100 | 0 | 0 | 0 | 0 | 0 | 0 | -0.11611 | -0.11611 |  | 0 | 0
109503 | HARRIMAN G3 | 6.9 | 101 | 1100 | 0 | 0 | 0 | 0 | 0 | 0 | -0.10705 | -0.10705 |  | 0 | 0
993029 | SUN_SHUTES~1 | 69 | 101 | 1100 | 19.99 | 0 | 19.99 | 19.99 | 0 | 0 | -0.10409 | -0.10409 |  | 0 | 0
116627 | BERKSHRE WND | 0.57 | 101 | 1374 | 0 | 0 | 0 | 0 | 0 | 0 | -0.09773 | -0.09773 |  | 0 | 0
996336 | SUN BAT_PA~2 | 115 | 101 | 1370 | 0 | 0 | 0 | 0 | 0 | 0 | -0.09773 | -0.09773 |  | 0 | 0
996625 | SUN BAT_PA~1 | 23 | 101 | 1372 | 0 | 0 | 0 | 0 | 0 | 0 | -0.09773 | -0.09773 |  | 0 | 0
113011 | BAT_BarreB~1 | 115 | 101 | 1100 | 0 | 0 | 0 | 0 | 0 | 0 | -0.09531 | -0.09531 |  | 0 | 0
116618 | ALTRESCO_C1 | 13.8 | 101 | 1373 | 33.65 | 0 | 33.65 | 33.65 | 0 | 0 | -0.09006 | -0.09006 |  | 0 | 0
116619 | ALTRESCO_C2 | 13.8 | 101 | 1373 | 33.65 | 0 | 33.65 | 33.65 | 0 | 0 | -0.09006 | -0.09006 |  | 0 | 0
116620 | ALTRESCO_C3 | 13.8 | 101 | 1373 | 31.45 | 0 | 33.65 | 31.45 | 0 | 2.2 | -0.09006 | -0.09006 |  | 0 | 0
116621 | ALTRESCO_S4 | 13.8 | 101 | 1373 | 0 | 0 | 0 | 0 | 0 | 0 | -0.09006 | -0.09006 |  | 0 | 0
116608 | DOREEN JET | 13.2 | 101 | 1374 | 0 | 0 | 0 | 0 | 0 | 0 | -0.09002 | -0.09002 |  | 0 | 0
999312 | Strata_Ber~1 | 115 | 101 | 1370 | 0 | 0 | 0 | 0 | 0 | 0 | -0.08799 | -0.08799 |  | 0 | 0
996284 | SUN_CUMBER~1 | 115 | 101 | 1370 | 0 | 0 | 0 | 0 | 0 | 0 | -0.08447 | -0.08447 |  | 0 | 0
116568 | TILSON-1044 | 13.8 | 101 | 1372 | 0 | 0 | 0 | 0 | 0 | 0 | -0.08405 | -0.08405 |  | 0 | 0
116578 | TURNERS FALS | 2.4 | 101 | 1374 | 0 | 0 | 0 | 0 | 0 | 0 | -0.08405 | -0.08405 |  | 0 | 0
116579 | CABOT HYDRO | 13.8 | 101 | 1373 | 64.66 | 0 | 64.66 | 64.66 | 0 | 0 | -0.08405 | -0.08405 |  | 0 | 0
996270 | SUN BAT_TI~1 | 115 | 101 | 1370 | 0 | 0 | 0 | 0 | 0 | 0 | -0.08405 | -0.08405 |  | 0 | 0
993038 | SUN_ROYALS~1 | 69 | 101 | 1100 | 2.5 | 0 | 2.5 | 2.5 | 0 | 0 | -0.08051 | -0.08051 |  | 0 | 0
109517 | SEARS HYDRO | 2.4 | 101 | 1100 | 0 | 0 | 0 | 0 | 0 | 0 | -0.07855 | -0.07855 |  | 0 | 0
116638 | WOODLAND JET | 13.2 | 101 | 1374 | 0 | 0 | 0 | 0 | 0 | 0 | -0.07591 | -0.07591 |  | 0 | 0
993342 | SUN_CRYSTA~1 | 69 | 101 | 1110 | 0 | 0 | 0 | 0 | 0 | 0 | -0.07449 | -0.07449 |  | 0 | 0
109296 | SEARS WIND_E | 12.5 | 101 | 704 | 0 | 0 | 0 | 0 | 0 | 0 | -0.07157 | -0.07157 |  | 0 | 0
109297 | SEARS WIND_W | 12.5 | 101 | 704 | 0 | 0 | 0 | 0 | 0 | 0 | -0.07157 | -0.07157 |  | 0 | 0
993034 | SUN_BELCHE~1 | 69 | 101 | 1100 | 17.93 | 0 | 17.93 | 17.93 | 0 | 0 | -0.07022 | -0.07022 |  | 0 | 0
113061 | PLEASANT-NEP | 23 | 101 | 1100 | 0 | 0 | 0 | 0 | 0 | 0 | -0.06757 | -0.06757 |  | 0 | 0
109403 | DRFLD EAST G | 0.69 | 101 | 704 | 0 | 0 | 0 | 0 | 0 | 0 | -0.06451 | -0.06451 |  | 0 | 0
109404 | DRFLD WEST G | 0.69 | 101 | 704 | 0 | 0 | 0 | 0 | 0 | 0 | -0.06451 | -0.06451 |  | 0 | 0
113082 | BARRE MA T1 | 13.8 | 101 | 1100 | 0 | 0 | 0 | 0 | 0 | 0 | -0.0626 | -0.0626 |  | 0 | 0
993007 | BAT_BARRE ~1 | 115 | 101 | 1100 | 0 | 0 | 0 | 0 | 0 | 0 | -0.0626 | -0.0626 |  | 0 | 0
113889 | PRINCETON | 13.8 | 101 | 1208 | 0 | 0 | 0 | 0 | 0 | 0 | -0.05806 | -0.05806 |  | 0 | 0
993031 | SUN_WARE | 69 | 101 | 1100 | 60.61 | 0 | 85.08 | 60.61 | 0 | 24.47 | -0.05032 | -0.05032 |  | 0 | 0
113142 | SOLTERRA A | 0.48 | 101 | 1100 | 0 | 0 | 0 | 0 | 0 | 0 | -0.04922 | -0.04922 |  | 0 | 0
113143 | SOLTERRA B | 0.42 | 101 | 1100 | 0 | 0 | 0 | 0 | 0 | 0 | -0.04922 | -0.04922 |  | 0 | 0
993000 | SUN_TREASU~1 | 115 | 101 | 1100 | 0 | 0 | 0 | 0 | 0 | 0 | -0.04922 | -0.04922 |  | 0 | 0
113085 | WENDELL DEP | 13.8 | 101 | 1100 | 0 | 0 | 0 | 0 | 0 | 0 | -0.04736 | -0.04736 |  | 0 | 0
993015 | SUN_WENDEL~1 | 115 | 101 | 1100 | 0 | 0 | 0 | 0 | 0 | 0 | -0.04736 | -0.04736 |  | 0 | 0
993285 | SUN_LITCHF~1 | 115 | 101 | 1110 | 0 | 0 | 0 | 0 | 0 | 0 | -0.04598 | -0.04598 |  | 0 | 0
993037 | SUN_LASHAW~1 | 69 | 101 | 1100 | 18.09 | 0 | 26.15 | 18.09 | 0 | 8.06 | -0.0435 | -0.0435 |  | 0 | 0
113894 | STERLING T2 | 13.8 | 101 | 1210 | 0 | 0 | 0 | 0 | 0 | 0 | -0.04188 | -0.04188 |  | 0 | 0
113138 | VUELTA_GEN | 0.38 | 101 | 1100 | 0 | 0 | 0 | 0 | 0 | 0 | -0.04154 | -0.04154 |  | 0 | 0
113139 | OLD_WARDOUR | 0.38 | 101 | 1100 | 2.33 | 0 | 2.38 | 2.33 | 0 | 0.05 | -0.04154 | -0.04154 |  | 0 | 0
113877 | PINETREE PWR | 13.8 | 101 | 1206 | 0 | 0 | 0 | 0 | 0 | 0 | -0.04081 | -0.04081 |  | 0 | 0
993282 | SUN_FLAGG ~1 | 115 | 101 | 1110 | 0 | 0 | 0 | 0 | 0 | 0 | -0.04081 | -0.04081 |  | 0 | 0
993868 | WDS_FLAGG ~1 | 69 | 101 | 1206 | 0 | 0 | 0 | 0 | 0 | 0 | -0.04081 | -0.04081 |  | 0 | 0
993039 | SUN_MEADOW~2 | 69 | 101 | 1100 | 8.13 | 0 | 8.13 | 8.13 | 0 | 0 | -0.0402 | -0.0402 |  | 0 | 0
993054 | SUN_MEADOW~1 | 69 | 101 | 1100 | 13.6 | 0 | 13.6 | 13.6 | 0 | 0 | -0.0402 | -0.0402 |  | 0 | 0
113444 | QP698 | 0.48 | 101 | 1110 | 0 | 0 | 0 | 0 | 0 | 0 | -0.03578 | -0.03578 |  | 0 | 0
993283 | SUN_E WINC~1 | 115 | 101 | 1110 | 0 | 0 | 0 | 0 | 0 | 0 | -0.03578 | -0.03578 |  | 0 | 0
113378 | FITCH RD1 | 13.8 | 101 | 1110 | 0.95 | 0 | 0.95 | 0.95 | 0 | 0 | -0.03558 | -0.03558 |  | 0 | 0
113379 | FITCH RD2 | 13.8 | 101 | 1110 | 0.95 | 0 | 0.95 | 0.95 | 0 | 0 | -0.03558 | -0.03558 |  | 0 | 0
116651 | INDIAN RIVER | 2.3 | 101 | 1334 | 0 | 0 | 0 | 0 | 0 | 0 | -0.03159 | -0.03159 |  | 0 | 0
996364 | SUN_BLANDF~1 | 115 | 101 | 1330 | 0 | 0 | 0 | 0 | 0 | 0 | -0.03159 | -0.03159 |  | 0 | 0
113020 | DaymarkGe~42 | 115 | 101 | 1100 | 0 | 0 | 0 | 0 | 0 | 0 | -0.03055 | -0.03055 |  | 0 | 0
993328 | SUN_EAST W~1 | 69 | 101 | 1110 | 9.93 | 0 | 9.93 | 9.93 | 0 | 0 | -0.02652 | -0.02652 |  | 0 | 0
113341 | OAKDALE_A53 | 69 | 101 | 1110 | 0 | 0 | 0 | 0 | 0 | 0 | -0.02648 | -0.02648 |  | 0 | 0
113907 | SHREWSBRY | 69 | 101 | 1214 | 0 | 0 | 0 | 0 | 0 | 0 | -0.02249 | -0.02249 |  | 0 | 0
113404 | WMI MILLBURY | 13.8 | 101 | 1110 | 40.94 | 0 | 40.94 | 40.94 | 0 | 0 | -0.02174 | -0.02174 |  | 0 | 0
113451 | CHINOOK_PV | 0.6 | 101 | 1110 | 0 | 0 | 0 | 0 | 0 | 0 | -0.02161 | -0.02161 |  | 0 | 0
109550 | BELLOWS FALS | 6.9 | 101 | 400 | 0 | 0 | 0 | 0 | 0 | 0 | -0.02063 | -0.02063 |  | 0 | 0
998940 | SUN_WESTMI~1 | 12.5 | 101 | 822 | 0 | 0 | 0 | 0 | 0 | 0 | -0.02063 | -0.02063 |  | 0 | 0
113926 | CHERRYST DSL | 4.16 | 101 | 1220 | 16.8 | 0 | 16.8 | 16.8 | 0 | 0 | -0.02049 | -0.02049 |  | 0 | 0
994990 | SUN_FITZWI~1 | 115 | 101 | 680 | 0 | 0 | 0 | 0 | 0 | 0 | -0.01887 | -0.01887 |  | 0 | 0
993036 | SUN_WILBRA~1 | 69 | 101 | 1100 | 9.7 | 0 | 9.7 | 9.7 | 0 | 0 | -0.01869 | -0.01869 |  | 0 | 0
993047 | SUN_E.LONG~1 | 69 | 101 | 1100 | 8.99 | 0 | 8.99 | 8.99 | 0 | 0 | -0.01869 | -0.01869 |  | 0 | 0
108893 | ASCUTNEY GT | 13.8 | 101 | 704 | 0 | 0 | 0 | 0 | 0 | 0 | -0.01657 | -0.01657 |  | 0 | 0
114026 | PERRY ST 3 | 13.8 | 101 | 1120 | 0.64 | 0 | 0.64 | 0.64 | 0 | 0 | -0.01629 | -0.01629 |  | 0 | 0
114047 | LENERGIA CT | 13.8 | 101 | 1120 | 50.43 | 0 | 50.43 | 50.43 | 0 | 0 | -0.01629 | -0.01629 |  | 0 | 0
114048 | LENERGIA ST | 13.8 | 101 | 1120 | 23.57 | 0 | 23.57 | 23.57 | 0 | 0 | -0.01629 | -0.01629 |  | 0 | 0
114085 | BOOT HYD G1 | 4.16 | 101 | 1120 | 9 | 0 | 9 | 9 | 0 | 0 | -0.01629 | -0.01629 |  | 0 | 0
114086 | BOOT HYD G2 | 4.16 | 101 | 1120 | 9 | 0 | 9 | 9 | 0 | 0 | -0.01629 | -0.01629 |  | 0 | 0
998265 | SUN_WINDSOR | 46 | 101 | 812 | 0 | 0 | 0 | 0 | 0 | 0 | -0.01626 | -0.01626 |  | 0 | 0
106057 | GRANITE RDG2 | 16 | 101 | 400 | 223.08 | 0 | 223.08 | 223.08 | 0 | 0 | -0.01606 | -0.01606 |  | 0 | 0
106033 | SLAYTON HIL1 | 13.8 | 101 | 400 | 0 | 0 | 0 | 0 | 0 | 0 | -0.01593 | -0.01593 |  | 0 | 0
106056 | GRANITE RDG1 | 16 | 101 | 400 | 223.08 | 0 | 223.08 | 223.08 | 0 | 0 | -0.01589 | -0.01589 |  | 0 | 0
993969 | BAT_BILERC~1 | 115 | 101 | 1120 | 150 | 0 | 150 | 150 | 0 | 0 | -0.01587 | -0.01587 |  | 0 | 0
114067 | LAWRENCE HYD | 4.16 | 101 | 1120 | 9.4 | 0 | 9.4 | 9.4 | 0 | 0 | -0.01586 | -0.01586 |  | 0 | 0
109573 | WILDER | 13.8 | 101 | 400 | 0 | 0 | 0 | 0 | 0 | 0 | -0.0158 | -0.0158 |  | 0 | 0
109141 | TAFTSVL_GEN | 12.5 | 101 | 704 | 0 | 0 | 0 | 0 | 0 | 0 | -0.01578 | -0.01578 |  | 0 | 0
109140 | NO HARTLAND | 4.16 | 101 | 704 | 0 | 0 | 0 | 0 | 0 | 0 | -0.01577 | -0.01577 |  | 0 | 0
105345 | HEMPHILL PWR | 13.8 | 101 | 564 | 17.5 | 0 | 17.5 | 17.5 | 0 | 0 | -0.01574 | -0.01574 |  | 0 | 0
105350 | LEMP_STRING1 | 0.69 | 101 | 564 | 2.21 | 0 | 2.21 | 2.21 | 0 | 0 | -0.01574 | -0.01574 |  | 0 | 0
105351 | LEMP_STRING2 | 0.69 | 101 | 564 | 2.21 | 0 | 2.21 | 2.21 | 0 | 0 | -0.01574 | -0.01574 |  | 0 | 0
994451 | SUN_NORTH ~2 | 115 | 101 | 560 | 15 | 0 | 15 | 15 | 0 | 0 | -0.01574 | -0.01574 |  | 0 | 0
105731 | ANTRIM GSU | 0.69 | 101 | 684 | 0 | 0 | 0 | 0 | 0 | 0 | -0.01564 | -0.01564 |  | 0 | 0
994895 | WND_TUTTLE~1 | 115 | 101 | 680 | 28.4 | 0 | 28.4 | 28.4 | 0 | 0 | -0.01564 | -0.01564 |  | 0 | 0
105726 | JACKMAN HYD | 2.4 | 101 | 684 | 3.6 | 0 | 3.6 | 3.6 | 0 | 0 | -0.01552 | -0.01552 |  | 0 | 0
911550 | PH2_DGEN | 345 | 101 | 1120 | 353.9 | 0 | 700 | 353.9 | 0 | 346.1 | -0.01546 | -0.01546 |  | 0 | 0
105324 | EASTMAN FALS | 2.4 | 101 | 564 | 6.47 | 0 | 6.47 | 6.47 | 0 | 0 | -0.01541 | -0.01541 |  | 0 | 0
105334 | LACONIA | 34.5 | 101 | 562 | 0.89 | 0 | 0.89 | 0.89 | 0 | 0 | -0.01541 | -0.01541 |  | 0 | 0
994418 | SUN_WEBSTER | 115 | 101 | 560 | 19.9 | 0 | 19.9 | 19.9 | 0 | 0 | -0.01541 | -0.01541 |  | 0 | 0
105310 | ALEXANDRIA_G | 13.8 | 101 | 564 | 16.5 | 0 | 16.5 | 16.5 | 0 | 0 | -0.0154 | -0.0154 |  | 0 | 0
105317 | AYERS ISLAND | 2.3 | 101 | 564 | 9.08 | 0 | 9.08 | 9.08 | 0 | 0 | -0.0154 | -0.0154 |  | 0 | 0
106040 | COMERFORD G1 | 13.8 | 101 | 400 | 32.24 | 0 | 32.24 | 32.24 | 0 | 0 | -0.0154 | -0.0154 |  | 0 | 0
106041 | COMERFORD G2 | 13.8 | 101 | 400 | 44.63 | 0 | 44.63 | 44.63 | 0 | 0 | -0.0154 | -0.0154 |  | 0 | 0
106042 | COMERFORD G3 | 13.8 | 101 | 400 | 44.63 | 0 | 44.63 | 44.63 | 0 | 0 | -0.0154 | -0.0154 |  | 0 | 0
106043 | COMERFORD G4 | 13.8 | 101 | 400 | 44.63 | 0 | 44.63 | 44.63 | 0 | 0 | -0.0154 | -0.0154 |  | 0 | 0
996003 | SUN_COMERF~1 | 230 | 101 | 400 | 76.25 | 0 | 76.25 | 76.25 | 0 | 0 | -0.0154 | -0.0154 |  | 0 | 0
105297 | BRIDGEWATER | 13.8 | 101 | 564 | 15.75 | 0 | 15.75 | 15.75 | 0 | 0 | -0.01539 | -0.01539 |  | 0 | 0
106045 | MOORE G2 | 13.8 | 101 | 400 | 47.27 | 0 | 47.27 | 47.27 | 0 | 0 | -0.01539 | -0.01539 |  | 0 | 0
106047 | MOORE G4 | 13.8 | 101 | 400 | 47.27 | 0 | 47.27 | 47.27 | 0 | 0 | -0.01539 | -0.01539 |  | 0 | 0
996009 | WAT_MOORE ~1 | 230 | 101 | 400 | 4.6 | 0 | 4.6 | 4.6 | 0 | 0 | -0.01539 | -0.01539 |  | 0 | 0
105271 | WHITELAKE_JT | 13.8 | 101 | 564 | 18.1 | 0 | 18.1 | 18.1 | 0 | 0 | -0.01538 | -0.01538 |  | 0 | 0
105276 | TAMWORTH GEN | 13.8 | 101 | 564 | 21.15 | 0 | 21.15 | 21.15 | 0 | 0 | -0.01538 | -0.01538 |  | 0 | 0
105288 | GROTON G1 | 0.69 | 101 | 564 | 4.88 | 0 | 4.88 | 4.88 | 0 | 0 | -0.01538 | -0.01538 |  | 0 | 0
105290 | GROTON G2 | 0.69 | 101 | 564 | 4.88 | 0 | 4.88 | 4.88 | 0 | 0 | -0.01538 | -0.01538 |  | 0 | 0
105291 | GROTON DVAR | 0.48 | 101 | 564 | 0 | 0 | 0 | 0 | 0 | 0 | -0.01538 | -0.01538 |  | 0 | 0
106046 | MOORE G3 | 13.8 | 101 | 400 | 47.27 | 0 | 47.27 | 47.27 | 0 | 0 | -0.01537 | -0.01537 |  | 0 | 0
106044 | MOORE G1 | 13.8 | 101 | 400 | 51.82 | 0 | 51.82 | 51.82 | 0 | 0 | -0.01535 | -0.01535 |  | 0 | 0
105110 | GRANITE DVAR | 0.48 | 101 | 524 | 0 | 0 | 0 | 0 | 0 | 0 | -0.01534 | -0.01534 |  | 0 | 0
105113 | GRANITE_DIX | 1 | 101 | 524 | 6.34 | 0 | 6.34 | 6.34 | 0 | 0 | -0.01534 | -0.01534 |  | 0 | 0
105117 | GW_FSH_AG 9A | 1 | 101 | 524 | 8.15 | 0 | 8.15 | 8.15 | 0 | 0 | -0.01534 | -0.01534 |  | 0 | 0
105120 | GW_FSH_T33L | 1 | 101 | 524 | 0.91 | 0 | 0.91 | 0.91 | 0 | 0 | -0.01534 | -0.01534 |  | 0 | 0
105123 | GW_FSH_T31L | 1 | 101 | 524 | 0.91 | 0 | 0.91 | 0.91 | 0 | 0 | -0.01534 | -0.01534 |  | 0 | 0
105125 | GW_FSH_T32L | 1 | 101 | 524 | 0.91 | 0 | 0.91 | 0.91 | 0 | 0 | -0.01534 | -0.01534 |  | 0 | 0
105128 | GRAN OWLAG | 1 | 101 | 524 | 4.53 | 0 | 4.53 | 4.53 | 0 | 0 | -0.01534 | -0.01534 |  | 0 | 0
105132 | GW_OWL_T16L | 1 | 101 | 524 | 0.91 | 0 | 0.91 | 0.91 | 0 | 0 | -0.01534 | -0.01534 |  | 0 | 0
105135 | GW_OWL_T15L | 1 | 101 | 524 | 0.91 | 0 | 0.91 | 0.91 | 0 | 0 | -0.01534 | -0.01534 |  | 0 | 0
105138 | GW_OWL_T14L | 1 | 101 | 524 | 0.91 | 0 | 0.91 | 0.91 | 0 | 0 | -0.01534 | -0.01534 |  | 0 | 0
105140 | GW_OWL_T13L | 1 | 101 | 524 | 0.91 | 0 | 0.91 | 0.91 | 0 | 0 | -0.01534 | -0.01534 |  | 0 | 0
105143 | GW_OWL_T12L | 1 | 101 | 524 | 0.91 | 0 | 0.91 | 0.91 | 0 | 0 | -0.01534 | -0.01534 |  | 0 | 0
105145 | GW_OWL_T11L | 1 | 101 | 524 | 0.91 | 0 | 0.91 | 0.91 | 0 | 0 | -0.01534 | -0.01534 |  | 0 | 0
105147 | GW_OWL_T10L | 1 | 101 | 524 | 0.91 | 0 | 0.91 | 0.91 | 0 | 0 | -0.01534 | -0.01534 |  | 0 | 0
105149 | GW_OWL_T09L | 1 | 101 | 524 | 0.91 | 0 | 0.91 | 0.91 | 0 | 0 | -0.01534 | -0.01534 |  | 0 | 0
105151 | GW_OWL_T08L | 1 | 101 | 524 | 0.91 | 0 | 0.91 | 0.91 | 0 | 0 | -0.01534 | -0.01534 |  | 0 | 0
105152 | SMITH HYDRO | 6.6 | 101 | 523 | 17.6 | 0 | 17.6 | 17.6 | 0 | 0 | -0.01534 | -0.01534 |  | 0 | 0
105180 | PONTOOK HYD | 4.16 | 101 | 524 | 9.6 | 0 | 9.6 | 9.6 | 0 | 0 | -0.01534 | -0.01534 |  | 0 | 0
105188 | BURGESS GEN | 13.8 | 101 | 523 | 65.38 | 0 | 65.38 | 65.38 | 0 | 0 | -0.01534 | -0.01534 |  | 0 | 0
105193 | GLAKES BERLN | 23 | 101 | 524 | 25 | 0 | 25 | 25 | 0 | 0 | -0.01534 | -0.01534 |  | 0 | 0
105194 | GORHAM HYDRO | 2.3 | 101 | 524 | 2.05 | 0 | 2.05 | 2.05 | 0 | 0 | -0.01534 | -0.01534 |  | 0 | 0
105197 | JERICHO | 0.69 | 101 | 523 | 2.5 | 0 | 2.5 | 2.5 | 0 | 0 | -0.01534 | -0.01534 |  | 0 | 0
105206 | LOST NATION | 13.2 | 101 | 524 | 14.1 | 0 | 14.1 | 14.1 | 0 | 0 | -0.01534 | -0.01534 |  | 0 | 0
105219 | BETHLEHEM | 13.8 | 101 | 524 | 15.75 | 0 | 15.75 | 15.75 | 0 | 0 | -0.01534 | -0.01534 |  | 0 | 0
105221 | WHITEFLD P&L | 13.8 | 101 | 524 | 18 | 0 | 18 | 18 | 0 | 0 | -0.01534 | -0.01534 |  | 0 | 0
994210 | SUN_PARIS | 115 | 101 | 520 | 45 | 0 | 45 | 45 | 0 | 0 | -0.01534 | -0.01534 |  | 0 | 0
994220 | WAT BAT_BE~1 | 115 | 101 | 520 | 15 | 0 | 15 | 15 | 0 | 0 | -0.01534 | -0.01534 |  | 0 | 0
994231 | SUNBAT_Ber~1 | 115 | 101 | 520 | 113.01 | 0 | 113.01 | 113.01 | 0 | 0 | -0.01534 | -0.01534 |  | 0 | 0
994264 | SUN_LITTLE~1 | 115 | 101 | 560 | 27 | 0 | 27 | 27 | 0 | 0 | -0.01534 | -0.01534 |  | 0 | 0
105357 | FARMWOOD_SC1 | 12.5 | 101 | 563 | 0 | 0 | 0 | 0 | 0 | 0 | -0.01533 | -0.01533 |  | 0 | 0
105358 | FARMWOOD_SC2 | 12.5 | 101 | 563 | 0 | 0 | 0 | 0 | 0 | 0 | -0.01533 | -0.01533 |  | 0 | 0
105362 | WES CONCORD | 4.16 | 101 | 644 | 13 | 0 | 13 | 13 | 0 | 0 | -0.01533 | -0.01533 |  | 0 | 0
105385 | MERRIMACK_G1 | 14.4 | 101 | 643 | 112.5 | 0 | 112.5 | 112.5 | 0 | 0 | -0.01529 | -0.01529 |  | 0 | 0
105386 | MERRIMACK_G2 | 24 | 101 | 643 | 335.49 | 0 | 335.49 | 335.49 | 0 | 0 | -0.01529 | -0.01529 |  | 0 | 0
105387 | MERRIMACK_CT | 13.8 | 101 | 643 | 35.4 | 0 | 35.4 | 35.4 | 0 | 0 | -0.01529 | -0.01529 |  | 0 | 0
105374 | GARVINS HYD | 11 | 101 | 644 | 7.66 | 0 | 7.66 | 7.66 | 0 | 0 | -0.01526 | -0.01526 |  | 0 | 0
105375 | HOOKSET HYD | 11 | 101 | 644 | 7.15 | 0 | 7.15 | 7.15 | 0 | 0 | -0.01526 | -0.01526 |  | 0 | 0
994484 | SUN_GARVINS | 115 | 101 | 640 | 17.5 | 0 | 17.5 | 17.5 | 0 | 0 | -0.01526 | -0.01526 |  | 0 | 0
106048 | MCINDOES FLS | 2.4 | 101 | 400 | 0 | 0 | 0 | 0 | 0 | 0 | -0.01521 | -0.01521 |  | 0 | 0
109070 | DODGE FALLS | 4.25 | 101 | 704 | 0 | 0 | 0 | 0 | 0 | 0 | -0.01521 | -0.01521 |  | 0 | 0
109131 | BATH | 2.4 | 101 | 704 | 0 | 0 | 0 | 0 | 0 | 0 | -0.01521 | -0.01521 |  | 0 | 0
109170 | RYEGATE WOOD | 13.8 | 101 | 704 | 19 | 0 | 19 | 19 | 0 | 0 | -0.01521 | -0.01521 |  | 0 | 0
105700 | AMOSKEAG N. | 2.3 | 101 | 644 | 8.75 | 0 | 8.75 | 8.75 | 0 | 0 | -0.0152 | -0.0152 |  | 0 | 0
105701 | AMOSKEAG S. | 2.3 | 101 | 644 | 8.75 | 0 | 8.75 | 8.75 | 0 | 0 | -0.0152 | -0.0152 |  | 0 | 0
109248 | EAST BARNET | 4 | 101 | 704 | 0 | 0 | 0 | 0 | 0 | 0 | -0.0152 | -0.0152 |  | 0 | 0
109252 | PASSUMPSIC | 2.4 | 101 | 704 | 0 | 0 | 0 | 0 | 0 | 0 | -0.0152 | -0.0152 |  | 0 | 0
109253 | ARNOLD FALLS | 2.3 | 101 | 704 | 0 | 0 | 0 | 0 | 0 | 0 | -0.0152 | -0.0152 |  | 0 | 0
109254 | PIERCE MILLS | 2.3 | 101 | 704 | 0 | 0 | 0 | 0 | 0 | 0 | -0.0152 | -0.0152 |  | 0 | 0
109106 | BARNET_D | 2.4 | 101 | 704 | 0 | 0 | 0 | 0 | 0 | 0 | -0.01519 | -0.01519 |  | 0 | 0
994502 | WND_PINE H~1 | 115 | 101 | 640 | 4.98 | 0 | 4.98 | 4.98 | 0 | 0 | -0.01508 | -0.01508 |  | 0 | 0
105882 | MINES FALLS | 34.5 | 101 | 644 | 0.83 | 0 | 0.83 | 0.83 | 0 | 0 | -0.01502 | -0.01502 |  | 0 | 0
109102 | WDANVILLE HY | 7.2 | 101 | 704 | 0 | 0 | 0 | 0 | 0 | 0 | -0.01502 | -0.01502 |  | 0 | 0
114069 | WHLABRATR NA | 13.8 | 101 | 1120 | 40 | 0 | 40 | 40 | 0 | 0 | -0.01498 | -0.01498 |  | 0 | 0
114070 | OGDEN-MARTIN | 13.8 | 101 | 1120 | 41.68 | 0 | 41.68 | 41.68 | 0 | 0 | -0.01498 | -0.01498 |  | 0 | 0
997560 | SUN_BARRE | 115 | 101 | 700 | 25.58 | 0 | 25.58 | 25.58 | 0 | 0 | -0.01498 | -0.01498 |  | 0 | 0
105633 | GRANITE R ST | 16 | 101 | 643 | 231.83 | 0 | 231.83 | 231.83 | 0 | 0 | -0.01494 | -0.01494 |  | 0 | 0
108898 | SHEFLD CLR-N | 0.69 | 101 | 704 | 0 | 0 | 0 | 0 | 0 | 0 | -0.01492 | -0.01492 |  | 0 | 0
108899 | SHEFLD CLR-S | 0.69 | 101 | 704 | 0 | 0 | 0 | 0 | 0 | 0 | -0.01492 | -0.01492 |  | 0 | 0
995034 | SUN_S-MILF~1 | 115 | 101 | 640 | 16 | 0 | 16 | 16 | 0 | 0 | -0.01491 | -0.01491 |  | 0 | 0
105415 | ROCH LANDFIL | 4.16 | 101 | 604 | 4.98 | 0 | 4.98 | 4.98 | 0 | 0 | -0.0149 | -0.0149 |  | 0 | 0
994517 | SUN_EASTPORT | 115 | 101 | 600 | 38 | 0 | 38 | 38 | 0 | 0 | -0.0149 | -0.0149 |  | 0 | 0
994704 | SUN_BRENTW~1 | 115 | 101 | 600 | 10 | 0 | 10 | 10 | 0 | 0 | -0.01489 | -0.01489 |  | 0 | 0
105450 | SCHILLER_G4 | 13.8 | 101 | 603 | 47.5 | 0 | 47.5 | 47.5 | 0 | 0 | -0.01488 | -0.01488 |  | 0 | 0
105451 | SCHILLER_G5 | 13.8 | 101 | 603 | 49.6 | 0 | 49.6 | 49.6 | 0 | 0 | -0.01488 | -0.01488 |  | 0 | 0
105452 | SCHILLER_G6 | 13.8 | 101 | 603 | 48 | 0 | 48 | 48 | 0 | 0 | -0.01488 | -0.01488 |  | 0 | 0
105454 | SCHILLER JET | 13.8 | 101 | 604 | 17.62 | 0 | 17.62 | 17.62 | 0 | 0 | -0.01488 | -0.01488 |  | 0 | 0
100484 | SANFORD | 34.5 | 101 | 112 | 0 | 0 | 0 | 0 | 0 | 0 | -0.01485 | -0.01485 |  | 0 | 0
109104 | MARSHFIELD | 4.16 | 101 | 704 | 0 | 0 | 0 | 0 | 0 | 0 | -0.01485 | -0.01485 |  | 0 | 0
100351 | KIBBY STRNG1 | 1 | 101 | 144 | 6.03 | 0 | 6.03 | 6.03 | 0 | 0 | -0.01484 | -0.01484 |  | 0 | 0
100352 | KIBBY STRNG2 | 1 | 101 | 144 | 0 | 0 | 0 | 0 | 0 | 0 | -0.01484 | -0.01484 |  | 0 | 0
100353 | KIBBY STRNG3 | 1 | 101 | 144 | 6.03 | 0 | 6.03 | 6.03 | 0 | 0 | -0.01484 | -0.01484 |  | 0 | 0
100354 | KIBBY STRNG4 | 1 | 101 | 144 | 4.17 | 0 | 4.17 | 4.17 | 0 | 0 | -0.01484 | -0.01484 |  | 0 | 0
100355 | KIBBY W DVAR | 34.5 | 101 | 144 | 0 | 0 | 0 | 0 | 0 | 0 | -0.01484 | -0.01484 |  | 0 | 0
100356 | HARRIS HY T1 | 13.8 | 101 | 113 | 17 | 0 | 17 | 17 | 0 | 0 | -0.01484 | -0.01484 |  | 0 | 0
100357 | HARRIS HY T2 | 13.8 | 101 | 113 | 0 | 0 | 0 | 0 | 0 | 0 | -0.01484 | -0.01484 |  | 0 | 0
100358 | HARRIS HY T3 | 13.8 | 101 | 113 | 0 | 0 | 0 | 0 | 0 | 0 | -0.01484 | -0.01484 |  | 0 | 0
100359 | VERJAY RILEY | 2.4 | 101 | 114 | 6.6 | 0 | 6.6 | 6.6 | 0 | 0 | -0.01484 | -0.01484 |  | 0 | 0
100360 | WYMAN HYD#1 | 13.8 | 101 | 113 | 29.01 | 0 | 29.01 | 29.01 | 0 | 0 | -0.01484 | -0.01484 |  | 0 | 0
100361 | WYMAN HYD#2 | 13.8 | 101 | 113 | 29.9 | 0 | 29.9 | 29.9 | 0 | 0 | -0.01484 | -0.01484 |  | 0 | 0
100362 | WYMAN HYD#3 | 13.8 | 101 | 113 | 0 | 0 | 0 | 0 | 0 | 0 | -0.01484 | -0.01484 |  | 0 | 0
100363 | WILLIAMS #1 | 6.9 | 101 | 113 | 8.22 | 0 | 8.22 | 8.22 | 0 | 0 | -0.01484 | -0.01484 |  | 0 | 0
100364 | WILLIAMS #2 | 6.9 | 101 | 113 | 0 | 0 | 0 | 0 | 0 | 0 | -0.01484 | -0.01484 |  | 0 | 0
100367 | YARMOUTH #3 | 14.4 | 101 | 113 | 116 | 0 | 116 | 116 | 0 | 0 | -0.01484 | -0.01484 |  | 0 | 0
100368 | YARMOUTH #4 | 22 | 101 | 113 | 0 | 0 | 0 | 0 | 0 | 0 | -0.01484 | -0.01484 |  | 0 | 0
100370 | AEI LIVERMRE | 13.8 | 101 | 113 | 35.3 | 0 | 35.3 | 35.3 | 0 | 0 | -0.01484 | -0.01484 |  | 0 | 0
100372 | SEA STRATTON | 13.8 | 101 | 113 | 0 | 0 | 0 | 0 | 0 | 0 | -0.01484 | -0.01484 |  | 0 | 0
100377 | VERSOCOGEN#1 | 13.8 | 101 | 113 | 0 | 0 | 0 | 0 | 0 | 0 | -0.01484 | -0.01484 |  | 0 | 0
100378 | VERSOCOGEN#2 | 13.8 | 101 | 113 | 44.64 | 0 | 45.17 | 44.64 | 0 | 0.53 | -0.01484 | -0.01484 |  | 0 | 0
100379 | VERSOCOGEN#3 | 13.8 | 101 | 113 | 44.1 | 0 | 44.1 | 44.1 | 0 | 0 | -0.01484 | -0.01484 |  | 0 | 0
100381 | RUMFORD PA C | 18 | 101 | 113 | 160.06 | 0 | 160.06 | 160.06 | 0 | 0 | -0.01484 | -0.01484 |  | 0 | 0
100382 | RUMFORD PA S | 13.8 | 101 | 113 | 84.88 | 0 | 84.88 | 84.88 | 0 | 0 | -0.01484 | -0.01484 |  | 0 | 0
100386 | WESTBROOK C1 | 18 | 101 | 113 | 174.71 | 0 | 174.71 | 174.71 | 0 | 0 | -0.01484 | -0.01484 |  | 0 | 0
100387 | WESTBROOK C2 | 18 | 101 | 113 | 174.71 | 0 | 174.71 | 174.71 | 0 | 0 | -0.01484 | -0.01484 |  | 0 | 0
100388 | WESTBROOK ST | 18 | 101 | 113 | 180.58 | 0 | 180.58 | 180.58 | 0 | 0 | -0.01484 | -0.01484 |  | 0 | 0
100389 | BUCKSPORT G4 | 18 | 101 | 113 | 160.3 | 0 | 160.3 | 160.3 | 0 | 0 | -0.01484 | -0.01484 |  | 0 | 0
100398 | RUMF FLS LH1 | 11.5 | 101 | 114 | 6.77 | 0 | 6.77 | 6.77 | 0 | 0 | -0.01484 | -0.01484 |  | 0 | 0
100399 | RUMF FLS LH2 | 11.5 | 101 | 114 | 6.77 | 0 | 6.77 | 6.77 | 0 | 0 | -0.01484 | -0.01484 |  | 0 | 0
100410 | HYD KENNEBEC | 4.16 | 101 | 113 | 7.83 | 0 | 7.83 | 7.83 | 0 | 0 | -0.01484 | -0.01484 |  | 0 | 0
100411 | RUMF FLS UH4 | 4.16 | 101 | 114 | 0 | 0 | 0 | 0 | 0 | 0 | -0.01484 | -0.01484 |  | 0 | 0
100412 | RUMF FLS UH2 | 11.5 | 101 | 114 | 15.45 | 0 | 15.45 | 15.45 | 0 | 0 | -0.01484 | -0.01484 |  | 0 | 0
100413 | RUMF FLS UH1 | 11.5 | 101 | 114 | 7.2 | 0 | 7.2 | 7.2 | 0 | 0 | -0.01484 | -0.01484 |  | 0 | 0
100416 | NEWPAGE BUS3 | 13.8 | 101 | 112 | 10 | 0 | 10 | 10 | 0 | 0 | -0.01484 | -0.01484 |  | 0 | 0
100418 | SAPPI WBRK 9 | 13.8 | 101 | 112 | 32.12 | 0 | 32.12 | 32.12 | 0 | 0 | -0.01484 | -0.01484 |  | 0 | 0
100419 | SAPPI WBRK10 | 13.8 | 101 | 112 | 10.95 | 0 | 10.95 | 10.95 | 0 | 0 | -0.01484 | -0.01484 |  | 0 | 0
100420 | VERSO JAY A | 13.8 | 101 | 112 | 34.5 | 0 | 34.5 | 34.5 | 0 | 0 | -0.01484 | -0.01484 |  | 0 | 0
100421 | VERSO JAY B | 13.8 | 101 | 112 | 34.5 | 0 | 34.5 | 34.5 | 0 | 0 | -0.01484 | -0.01484 |  | 0 | 0
100422 | SAPPI SMSTG1 | 13.8 | 101 | 114 | 0 | 0 | 0 | 0 | 0 | 0 | -0.01484 | -0.01484 |  | 0 | 0
100423 | SAPPI SMSTG2 | 13.8 | 101 | 114 | 60 | 0 | 60 | 60 | 0 | 0 | -0.01484 | -0.01484 |  | 0 | 0
100425 | NEWPAGE COGN | 13.8 | 101 | 113 | 119 | 1 | 119 | 119 | 0 | 0 | -0.01484 | -0.01484 |  | 0 | 0
100427 | VERJAY LVRHY | 2.3 | 101 | 114 | 6 | 0 | 6 | 6 | 0 | 0 | -0.01484 | -0.01484 |  | 0 | 0
100428 | VERJAY JAYHY | 4.16 | 101 | 114 | 3 | 0 | 3 | 3 | 0 | 0 | -0.01484 | -0.01484 |  | 0 | 0
100431 | VERJAY OTIS | 4.16 | 101 | 114 | 10.4 | 0 | 10.4 | 10.4 | 0 | 0 | -0.01484 | -0.01484 |  | 0 | 0
100432 | VERSO JAY C | 13.8 | 101 | 112 | 39.6 | 0 | 39.6 | 39.6 | 0 | 0 | -0.01484 | -0.01484 |  | 0 | 0
100448 | BONNY EAGLE | 2.4 | 101 | 114 | 0 | 0 | 0 | 0 | 0 | 0 | -0.01484 | -0.01484 |  | 0 | 0
100449 | HIRAM HYDRO | 2.4 | 101 | 114 | 11.6 | 0 | 11.6 | 11.6 | 0 | 0 | -0.01484 | -0.01484 |  | 0 | 0
100450 | ATHENS | 13.8 | 101 | 112 | 0 | 0 | 0 | 0 | 0 | 0 | -0.01484 | -0.01484 |  | 0 | 0
100460 | MONTY HYDRO | 12 | 101 | 114 | 28 | 0 | 28 | 28 | 0 | 0 | -0.01484 | -0.01484 |  | 0 | 0
100461 | HARRIS HYD4 | 2.4 | 101 | 114 | 0 | 0 | 0 | 0 | 0 | 0 | -0.01484 | -0.01484 |  | 0 | 0
100462 | DEER RIPS | 13.2 | 101 | 114 | 9.2 | 0 | 9.2 | 9.2 | 0 | 0 | -0.01484 | -0.01484 |  | 0 | 0
100463 | SKELTON HYD2 | 6.9 | 101 | 114 | 0 | 0 | 0 | 0 | 0 | 0 | -0.01484 | -0.01484 |  | 0 | 0
100464 | ECO ME PTRR | 13.2 | 101 | 114 | 0 | 0 | 0 | 0 | 0 | 0 | -0.01484 | -0.01484 |  | 0 | 0
100465 | CAPE GT 4 | 13.2 | 101 | 113 | 0 | 0 | 0 | 0 | 0 | 0 | -0.01484 | -0.01484 |  | 0 | 0
100466 | CAPE GT 5 | 13.2 | 101 | 113 | 0 | 0 | 0 | 0 | 0 | 0 | -0.01484 | -0.01484 |  | 0 | 0
100468 | WESTON HYDRO | 7.2 | 101 | 114 | 0 | 0 | 0 | 0 | 0 | 0 | -0.01484 | -0.01484 |  | 0 | 0
100469 | MILLER HYDRO | 4.16 | 101 | 114 | 19.4 | 0 | 19.4 | 19.4 | 0 | 0 | -0.01484 | -0.01484 |  | 0 | 0
100470 | PEJEPSCOT | 4.16 | 101 | 114 | 10.21 | 0 | 10.21 | 10.21 | 0 | 0 | -0.01484 | -0.01484 |  | 0 | 0
100471 | BRUNSWICK | 13.2 | 101 | 114 | 20.2 | 0 | 20.2 | 20.2 | 0 | 0 | -0.01484 | -0.01484 |  | 0 | 0
100473 | SKELTON HYD1 | 6.9 | 101 | 114 | 0 | 0 | 0 | 0 | 0 | 0 | -0.01484 | -0.01484 |  | 0 | 0
100474 | CATRACT EAST | 11.5 | 101 | 114 | 8.9 | 0 | 8.9 | 8.9 | 0 | 0 | -0.01484 | -0.01484 |  | 0 | 0
100475 | NORTH GORHAM | 13.2 | 101 | 114 | 0 | 0 | 0 | 0 | 0 | 0 | -0.01484 | -0.01484 |  | 0 | 0
100476 | BAR MILLS HY | 2.4 | 101 | 114 | 0 | 0 | 0 | 0 | 0 | 0 | -0.01484 | -0.01484 |  | 0 | 0
100477 | SHAWMUT G1-3 | 2.4 | 101 | 114 | 0 | 0 | 0 | 0 | 0 | 0 | -0.01484 | -0.01484 |  | 0 | 0
100478 | SHAWMUT G4-6 | 2.4 | 101 | 114 | 0 | 0 | 0 | 0 | 0 | 0 | -0.01484 | -0.01484 |  | 0 | 0
100479 | LOCKWOOD HYD | 4 | 101 | 114 | 0 | 0 | 0 | 0 | 0 | 0 | -0.01484 | -0.01484 |  | 0 | 0
100480 | SHAWMUT G7-8 | 4 | 101 | 114 | 0 | 0 | 0 | 0 | 0 | 0 | -0.01484 | -0.01484 |  | 0 | 0
100481 | W BUXTON HYD | 2.3 | 101 | 114 | 0 | 0 | 0 | 0 | 0 | 0 | -0.01484 | -0.01484 |  | 0 | 0
100483 | AZISCOHOS HY | 4.16 | 101 | 114 | 6.8 | 0 | 6.8 | 6.8 | 0 | 0 | -0.01484 | -0.01484 |  | 0 | 0
100485 | GULF ISL G1 | 13.2 | 101 | 114 | 6.14 | 0 | 6.14 | 6.14 | 0 | 0 | -0.01484 | -0.01484 |  | 0 | 0
100486 | GULF ISL G2 | 13.2 | 101 | 114 | 0 | 0 | 0 | 0 | 0 | 0 | -0.01484 | -0.01484 |  | 0 | 0
100487 | GULF ISL G3 | 13.2 | 101 | 114 | 0 | 0 | 0 | 0 | 0 | 0 | -0.01484 | -0.01484 |  | 0 | 0
100492 | CASCO BATT | 0.53 | 101 | 113 | 0 | 0 | 0 | 0 | 0 | 0 | -0.01484 | -0.01484 |  | 0 | 0
100562 | ROXWIND_WTG | 0.69 | 101 | 114 | 0 | 0 | 0 | 0 | 0 | 0 | -0.01484 | -0.01484 |  | 0 | 0
100688 | MADP ANSONHY | 4.16 | 101 | 134 | 7.01 | 0 | 7.01 | 7.01 | 0 | 0 | -0.01484 | -0.01484 |  | 0 | 0
100689 | MADP ABNKI 5 | 4.16 | 101 | 134 | 0 | 0 | 0 | 0 | 0 | 0 | -0.01484 | -0.01484 |  | 0 | 0
100690 | MADP ABNKI 6 | 4.2 | 101 | 134 | 0 | 0 | 0 | 0 | 0 | 0 | -0.01484 | -0.01484 |  | 0 | 0
100707 | RCRDHL STR1 | 0.69 | 101 | 114 | 6.8 | 0 | 6.8 | 6.8 | 0 | 0 | -0.01484 | -0.01484 |  | 0 | 0
100708 | RCRDHL STR2 | 0.69 | 101 | 114 | 6.8 | 0 | 6.8 | 6.8 | 0 | 0 | -0.01484 | -0.01484 |  | 0 | 0
100716 | CANTON | 6 | 101 | 114 | 0 | 0 | 0 | 0 | 0 | 0 | -0.01484 | -0.01484 |  | 0 | 0
100721 | SPRUCEMT WND | 0.69 | 101 | 114 | 0 | 0 | 0 | 0 | 0 | 0 | -0.01484 | -0.01484 |  | 0 | 0
100724 | SADLBCK_G | 6 | 101 | 114 | 3.75 | 0 | 3.75 | 3.75 | 0 | 0 | -0.01484 | -0.01484 |  | 0 | 0
100735 | BINGHAM G1 | 0.65 | 101 | 113 | 0 | 0 | 0 | 0 | 0 | 0 | -0.01484 | -0.01484 |  | 0 | 0
100736 | BINGHAM G2 | 0.65 | 101 | 113 | 4.98 | 0 | 4.98 | 4.98 | 0 | 0 | -0.01484 | -0.01484 |  | 0 | 0
100737 | BINGHAM G3 | 0.65 | 101 | 113 | 6.09 | 0 | 6.09 | 6.09 | 0 | 0 | -0.01484 | -0.01484 |  | 0 | 0
100738 | BINGHAM G4 | 0.65 | 101 | 113 | 5.53 | 0 | 5.53 | 5.53 | 0 | 0 | -0.01484 | -0.01484 |  | 0 | 0
100739 | BINGHAM G5 | 0.65 | 101 | 113 | 8.3 | 0 | 8.3 | 8.3 | 0 | 0 | -0.01484 | -0.01484 |  | 0 | 0
100749 | BINGHAM S1 | 12.5 | 101 | 113 | 0 | 0 | 0 | 0 | 0 | 0 | -0.01484 | -0.01484 |  | 0 | 0
100758 | SANFORD G1 | 0.6 | 101 | 113 | 0 | 0 | 0 | 0 | 0 | 0 | -0.01484 | -0.01484 |  | 0 | 0
100777 | PITTFD_GEN | 0.4 | 101 | 113 | 0 | 0 | 0 | 0 | 0 | 0 | -0.01484 | -0.01484 |  | 0 | 0
100851 | ANDOVER | 12 | 101 | 112 | 0 | 0 | 0 | 0 | 0 | 0 | -0.01484 | -0.01484 |  | 0 | 0
100870 | FRMSLR_AGG | 0.6 | 101 | 113 | 0 | 0 | 0 | 0 | 0 | 0 | -0.01484 | -0.01484 |  | 0 | 0
101062 | RICE RIPS | 34.5 | 101 | 112 | 0 | 0 | 0 | 0 | 0 | 0 | -0.01484 | -0.01484 |  | 0 | 0
102101 | PITTSFIELD_H | 4 | 101 | 112 | 0 | 0 | 0 | 0 | 0 | 0 | -0.01484 | -0.01484 |  | 0 | 0
102195 | MECH FLS HYD | 34.5 | 101 | 112 | 0 | 0 | 0 | 0 | 0 | 0 | -0.01484 | -0.01484 |  | 0 | 0
103050 | STSN_CL1 AGG | 0.57 | 101 | 363 | 0 | 0 | 0 | 0 | 0 | 0 | -0.01484 | -0.01484 |  | 0 | 0
103051 | STSN_CL2 AGG | 0.57 | 101 | 363 | 0 | 0 | 0 | 0 | 0 | 0 | -0.01484 | -0.01484 |  | 0 | 0
103052 | STSN_CL3 AGG | 0.57 | 101 | 363 | 0 | 0 | 0 | 0 | 0 | 0 | -0.01484 | -0.01484 |  | 0 | 0
103060 | MIS G1 | 18 | 101 | 353 | 0 | 0 | 0 | 0 | 0 | 0 | -0.01484 | -0.01484 |  | 0 | 0
103061 | MIS G2 | 18 | 101 | 353 | 115.24 | 0 | 157.84 | 115.24 | 0 | 42.6 | -0.01484 | -0.01484 |  | 0 | 0
103062 | MIS ST | 18 | 101 | 353 | 176.98 | 0 | 176.98 | 176.98 | 0 | 0 | -0.01484 | -0.01484 |  | 0 | 0
103066 | PERC | 13.8 | 101 | 353 | 21.76 | 0 | 21.76 | 21.76 | 0 | 0 | -0.01484 | -0.01484 |  | 0 | 0
103067 | INDECK 5GT | 12.5 | 101 | 353 | 0 | 0 | 0 | 0 | 0 | 0 | -0.01484 | -0.01484 |  | 0 | 0
103069 | WEST ENFIELD | 13.2 | 101 | 364 | 0 | 0 | 0 | 0 | 0 | 0 | -0.01484 | -0.01484 |  | 0 | 0
103070 | INDECK 6GT | 12.5 | 101 | 384 | 24.5 | 0 | 24.5 | 24.5 | 0 | 0 | -0.01484 | -0.01484 |  | 0 | 0
103076 | PPL MILFORD | 4.16 | 101 | 354 | 0 | 0 | 0 | 0 | 0 | 0 | -0.01484 | -0.01484 |  | 0 | 0
103077 | OT MILL_ST | 4.16 | 101 | 352 | 0 | 0 | 0 | 0 | 0 | 0 | -0.01484 | -0.01484 |  | 0 | 0
103079 | ELLSWRTH HYD | 2.3 | 101 | 374 | 0 | 0 | 0 | 0 | 0 | 0 | -0.01484 | -0.01484 |  | 0 | 0
103090 | ROLNS C1 AGG | 0.69 | 101 | 364 | 0 | 0 | 0 | 0 | 0 | 0 | -0.01484 | -0.01484 |  | 0 | 0
103093 | ROLNS C2 AGG | 0.69 | 101 | 364 | 0 | 0 | 0 | 0 | 0 | 0 | -0.01484 | -0.01484 |  | 0 | 0
103107 | DOLBY HYDRO8 | 6.9 | 101 | 364 | 3.01 | 0 | 3.01 | 3.01 | 0 | 0 | -0.01484 | -0.01484 |  | 0 | 0
103119 | WELDON HYDRO | 6.9 | 101 | 364 | 18.54 | 0 | 18.54 | 18.54 | 0 | 0 | -0.01484 | -0.01484 |  | 0 | 0
103123 | MILLNKT HY18 | 13.8 | 101 | 364 | 15.76 | 0 | 15.76 | 15.76 | 0 | 0 | -0.01484 | -0.01484 |  | 0 | 0
103124 | MILLNKT HY25 | 6.9 | 101 | 364 | 23.33 | 0 | 23.33 | 23.33 | 0 | 0 | -0.01484 | -0.01484 |  | 0 | 0
103129 | HANCOCK_DVAR | 0.48 | 101 | 381 | 0 | 0 | 0 | 0 | 0 | 0 | -0.01484 | -0.01484 |  | 0 | 0
103131 | EMILLNCKT HY | 6.9 | 101 | 364 | 9.27 | 0 | 9.27 | 9.27 | 0 | 0 | -0.01484 | -0.01484 |  | 0 | 0
103132 | DOLBY HYDRO | 6.9 | 101 | 364 | 14.37 | 0 | 14.37 | 14.37 | 0 | 0 | -0.01484 | -0.01484 |  | 0 | 0
103133 | MCKAY GEN1 | 6.9 | 101 | 363 | 10.43 | 0 | 10.43 | 10.43 | 0 | 0 | -0.01484 | -0.01484 |  | 0 | 0
103134 | MCKAY GEN2 | 6.9 | 101 | 363 | 10.43 | 0 | 10.43 | 10.43 | 0 | 0 | -0.01484 | -0.01484 |  | 0 | 0
103135 | MCKAY GEN3 | 6.9 | 101 | 363 | 11.36 | 0 | 11.36 | 11.36 | 0 | 0 | -0.01484 | -0.01484 |  | 0 | 0
103140 | BULL HIL WND | 0.65 | 101 | 384 | 0 | 0 | 0 | 0 | 0 | 0 | -0.01484 | -0.01484 |  | 0 | 0
103141 | NORTHTWIN HY | 2.3 | 101 | 364 | 9.5 | 0 | 9.5 | 9.5 | 0 | 0 | -0.01484 | -0.01484 |  | 0 | 0
103143 | OAKFIELD_SC | 12.5 | 101 | 364 | 0 | 0 | 0 | 0 | 0 | 0 | -0.01484 | -0.01484 |  | 0 | 0
103147 | OAKFIELD_STR | 0.65 | 101 | 364 | 0 | 0 | 0 | 0 | 0 | 0 | -0.01484 | -0.01484 |  | 0 | 0
103152 | PISG_GEN_EQV | 0.69 | 101 | 353 | 0 | 0 | 0 | 0 | 0 | 0 | -0.01484 | -0.01484 |  | 0 | 0
103166 | PASSADGENAG1 | 0.65 | 101 | 353 | 0 | 0 | 0 | 0 | 0 | 0 | -0.01484 | -0.01484 |  | 0 | 0
103169 | PASSADGENAG2 | 0.65 | 101 | 353 | 0 | 0 | 0 | 0 | 0 | 0 | -0.01484 | -0.01484 |  | 0 | 0
103170 | PASSAD CDVAR | 0.48 | 101 | 353 | 0 | 0 | 0 | 0 | 0 | 0 | -0.01484 | -0.01484 |  | 0 | 0
103173 | HANCOCK_AGC1 | 0.6 | 101 | 384 | 0 | 0 | 0 | 0 | 0 | 0 | -0.01484 | -0.01484 |  | 0 | 0
103174 | HANCOCK_AGC2 | 0.6 | 101 | 384 | 0 | 0 | 0 | 0 | 0 | 0 | -0.01484 | -0.01484 |  | 0 | 0
105257 | SACO VLY_SC1 | 12.5 | 101 | 563 | 0 | 0 | 0 | 0 | 0 | 0 | -0.01484 | -0.01484 |  | 0 | 0
105258 | SACO VLY_SC2 | 12.5 | 101 | 563 | 0 | 0 | 0 | 0 | 0 | 0 | -0.01484 | -0.01484 |  | 0 | 0
911597 | NBNE_CLCOV | 345 | 105 | 15 | 700 | 0 | 700 | 700 | 0 | 0 | -0.01484 | -0.01484 |  | 0 | 0
911600 | QP670-PV | 0.6 | 101 | 110 | 77.1 | 0 | 77.1 | 77.1 | 0 | 0 | -0.01484 | -0.01484 |  | 0 | 0
990180 | SUN_LOVELL | 115 | 101 | 110 | 0 | 0 | 0 | 0 | 0 | 0 | -0.01484 | -0.01484 |  | 0 | 0
992036 | SUN_WARREN | 34.5 | 101 | 112 | 6.93 | 0 | 6.93 | 6.93 | 0 | 0 | -0.01484 | -0.01484 |  | 0 | 0
992221 | SUN_WASHIN~1 | 34.5 | 101 | 112 | 5 | 0 | 5 | 5 | 0 | 0 | -0.01484 | -0.01484 |  | 0 | 0
105464 | NEWINGTON_G1 | 24 | 101 | 603 | 407.5 | 0 | 407.5 | 407.5 | 0 | 0 | -0.01483 | -0.01483 |  | 0 | 0
105476 | NEWINGTON_C1 | 18 | 101 | 603 | 175.28 | 0 | 175.28 | 175.28 | 0 | 0 | -0.01483 | -0.01483 |  | 0 | 0
105477 | NEWINGTON_C2 | 18 | 101 | 603 | 175.28 | 0 | 175.28 | 175.28 | 0 | 0 | -0.01483 | -0.01483 |  | 0 | 0
105478 | NEWINGTON_S1 | 18 | 101 | 603 | 208.95 | 0 | 208.95 | 208.95 | 0 | 0 | -0.01483 | -0.01483 |  | 0 | 0
105568 | SEABROOK_G1 | 25 | 101 | 603 | 1309.28 | 0 | 1309.28 | 1309.28 | 0 | 0 | -0.01481 | -0.01481 |  | 0 | 0
108895 | BERLIN VT_GT | 13.2 | 101 | 704 | 0 | 0 | 0 | 0 | 0 | 0 | -0.01476 | -0.01476 |  | 0 | 0
993997 | DFO NG_MID~1 | 115 | 101 | 1120 | 23 | 0 | 23 | 23 | 0 | 0 | -0.01474 | -0.01474 |  | 0 | 0
114858 | MILFRD MA CT | 13.8 | 101 | 1140 | 109.83 | 0 | 109.83 | 109.83 | 0 | 0 | -0.01468 | -0.01468 |  | 0 | 0
114859 | MILFRD MA ST | 13.8 | 101 | 1140 | 92.17 | 0 | 92.17 | 92.17 | 0 | 0 | -0.01468 | -0.01468 |  | 0 | 0
109277 | NEWPORT HY | 4.16 | 101 | 704 | 0 | 0 | 0 | 0 | 0 | 0 | -0.01462 | -0.01462 |  | 0 | 0
109234 | COVENTRY_GEN | 4.16 | 101 | 704 | 0 | 0 | 0 | 0 | 0 | 0 | -0.01461 | -0.01461 |  | 0 | 0
114713 | WATERS RVRJ1 | 13.8 | 101 | 1242 | 16.44 | 0 | 16.44 | 16.44 | 0 | 0 | -0.01461 | -0.01461 |  | 0 | 0
114714 | WATERS RVRJ2 | 13.8 | 101 | 1242 | 30.79 | 0 | 30.79 | 30.79 | 0 | 0 | -0.01461 | -0.01461 |  | 0 | 0
114716 | MMWEC WR | 13.8 | 101 | 1242 | 57.97 | 0 | 57.97 | 57.97 | 0 | 0 | -0.01461 | -0.01461 |  | 0 | 0
994421 | DFO NG_WAT~1 | 115 | 101 | 1130 | 61.85 | 0 | 61.85 | 61.85 | 0 | 0 | -0.01461 | -0.01461 |  | 0 | 0
109080 | MORETOWN | 4.16 | 101 | 704 | 0 | 0 | 0 | 0 | 0 | 0 | -0.01458 | -0.01458 |  | 0 | 0
114484 | SALEM 5CT | 18 | 101 | 1130 | 203.25 | 0 | 203.25 | 203.25 | 0 | 0 | -0.01456 | -0.01456 |  | 0 | 0
114485 | SALEM 5ST | 13.8 | 101 | 1130 | 133.75 | 0 | 133.75 | 133.75 | 0 | 0 | -0.01456 | -0.01456 |  | 0 | 0
114487 | SALEM 6CT | 18 | 101 | 1130 | 203.25 | 0 | 203.25 | 203.25 | 0 | 0 | -0.01456 | -0.01456 |  | 0 | 0
114488 | SALEM 6ST | 13.8 | 101 | 1130 | 133.75 | 0 | 133.75 | 133.75 | 0 | 0 | -0.01456 | -0.01456 |  | 0 | 0
114728 | MARBLEHEAD A | 23 | 101 | 1246 | 2.5 | 0 | 2.5 | 2.5 | 0 | 0 | -0.01456 | -0.01456 |  | 0 | 0
114729 | MARBLEHEAD B | 23 | 101 | 1246 | 2.5 | 0 | 2.5 | 2.5 | 0 | 0 | -0.01456 | -0.01456 |  | 0 | 0
109076 | LTTLE RIVER | 4.16 | 101 | 704 | 0 | 0 | 0 | 0 | 0 | 0 | -0.01451 | -0.01451 |  | 0 | 0
108905 | KINGDOM_GEN | 0.65 | 101 | 704 | 12 | 0 | 12 | 12 | 0 | 0 | -0.0145 | -0.0145 |  | 0 | 0
109321 | KCW_JAY_SC1 | 13.8 | 101 | 704 | 0 | 0 | 0 | 0 | 0 | 0 | -0.01449 | -0.01449 |  | 0 | 0
109072 | BOLTON FALLS | 4.16 | 101 | 704 | 0 | 0 | 0 | 0 | 0 | 0 | -0.01437 | -0.01437 |  | 0 | 0
113429 | FRENCH_B1 | 0.48 | 101 | 1110 | 0 | 0 | 0 | 0 | 0 | 0 | -0.01423 | -0.01423 |  | 0 | 0
113431 | FRENCH_A1 | 0.48 | 101 | 1110 | 0 | 0 | 0 | 0 | 0 | 0 | -0.01423 | -0.01423 |  | 0 | 0
113432 | FRENCH_A2 | 0.48 | 101 | 1110 | 0 | 0 | 0 | 0 | 0 | 0 | -0.01423 | -0.01423 |  | 0 | 0
990759 | BAT_MYSTIC~1 | 345 | 101 | 1000 | 276 | 0 | 276 | 276 | 0 | 0 | -0.01423 | -0.01423 |  | 0 | 0
991802 | BAT_MYSTIC_R | 345 | 101 | 1000 | 507 | 0 | 507 | 507 | 0 | 0 | -0.01423 | -0.01423 |  | 0 | 0
993287 | SUN_NORTH ~1 | 115 | 101 | 1110 | 0 | 0 | 0 | 0 | 0 | 0 | -0.01423 | -0.01423 |  | 0 | 0
107324 | HG_CONVRTR_S | 115 | 101 | 703 | 0 | 0 | 0 | 0 | 0 | 0 | -0.01405 | -0.01405 |  | 0 | 0
108894 | SWANTON GT | 13.8 | 101 | 704 | 0 | 0 | 0 | 0 | 0 | 0 | -0.01405 | -0.01405 |  | 0 | 0
109280 | SHELDON_G1 | 4.16 | 101 | 704 | 0 | 0 | 0 | 0 | 0 | 0 | -0.01405 | -0.01405 |  | 0 | 0
109281 | SHELDON_G2 | 4.16 | 101 | 704 | 0 | 0 | 0 | 0 | 0 | 0 | -0.01405 | -0.01405 |  | 0 | 0
109282 | SHELDON_G3 | 4.16 | 101 | 704 | 0 | 0 | 0 | 0 | 0 | 0 | -0.01405 | -0.01405 |  | 0 | 0
911524 | HIGH_DGEN | 115 | 101 | 703 | 0 | 0 | 0 | 0 | 0 | 0 | -0.01405 | -0.01405 |  | 0 | 0
114465 | RESCO-SAUGUS | 13.8 | 101 | 1130 | 32.79 | 0 | 32.79 | 32.79 | 0 | 0 | -0.01396 | -0.01396 |  | 0 | 0
109228 | FAIRFAX FALS | 2.3 | 101 | 704 | 0 | 0 | 0 | 0 | 0 | 0 | -0.01394 | -0.01394 |  | 0 | 0
108168 | GEORGIA MTN | 0.69 | 101 | 704 | 0 | 0 | 0 | 0 | 0 | 0 | -0.01391 | -0.01391 |  | 0 | 0
109226 | PETERSON_GEN | 4 | 101 | 704 | 0 | 0 | 0 | 0 | 0 | 0 | -0.01391 | -0.01391 |  | 0 | 0
109227 | CLARK FALLS | 2.4 | 101 | 704 | 0 | 0 | 0 | 0 | 0 | 0 | -0.01391 | -0.01391 |  | 0 | 0
109229 | MILTON_G | 2.3 | 101 | 704 | 0 | 0 | 0 | 0 | 0 | 0 | -0.01391 | -0.01391 |  | 0 | 0
990804 | SUN BAT_BU~1 | 115 | 101 | 1000 | 5.5 | 0 | 5.5 | 5.5 | 0 | 0 | -0.01376 | -0.01376 |  | 0 | 0
114470 | GE RIVER R&T | 13.8 | 101 | 1130 | 1.14 | 0 | 1.14 | 1.14 | 0 | 0 | -0.01374 | -0.01374 |  | 0 | 0
114474 | GE RIVER S&U | 13.8 | 101 | 1130 | 1.14 | 0 | 1.14 | 1.14 | 0 | 0 | -0.01374 | -0.01374 |  | 0 | 0
108875 | BED_WINOOSKI | 13.8 | 101 | 704 | 0 | 0 | 0 | 0 | 0 | 0 | -0.01369 | -0.01369 |  | 0 | 0
108891 | GORGE GT | 13.8 | 101 | 704 | 0 | 0 | 0 | 0 | 0 | 0 | -0.01369 | -0.01369 |  | 0 | 0
108986 | GORGE_HYDRO | 4.16 | 101 | 704 | 0 | 0 | 0 | 0 | 0 | 0 | -0.01369 | -0.01369 |  | 0 | 0
109160 | JC MCNEIL | 13.8 | 101 | 704 | 0 | 0 | 0 | 0 | 0 | 0 | -0.01369 | -0.01369 |  | 0 | 0
108988 | ESSEX DIESLS | 2.4 | 101 | 704 | 0 | 0 | 0 | 0 | 0 | 0 | -0.01368 | -0.01368 |  | 0 | 0
108990 | ESSEX HYDRO | 2.4 | 101 | 704 | 0 | 0 | 0 | 0 | 0 | 0 | -0.01368 | -0.01368 |  | 0 | 0
111080 | W MEDWAY J4 | 13.8 | 101 | 1023 | 97.4 | 0 | 97.4 | 97.4 | 0 | 0 | -0.01363 | -0.01363 |  | 0 | 0
111081 | W MEDWAY J5 | 13.8 | 101 | 1023 | 97.4 | 0 | 97.4 | 97.4 | 0 | 0 | -0.01363 | -0.01363 |  | 0 | 0
111083 | W MEDWAY J3 | 13.8 | 101 | 1023 | 57.5 | 0 | 57.5 | 57.5 | 0 | 0 | -0.01363 | -0.01363 |  | 0 | 0
111123 | KENDALL ST B | 13.8 | 101 | 1013 | 27.75 | 0 | 27.75 | 27.75 | 0 | 0 | -0.01353 | -0.01353 |  | 0 | 0
111126 | KENDALL CT | 18 | 101 | 1013 | 170 | 0 | 170 | 170 | 0 | 0 | -0.01353 | -0.01353 |  | 0 | 0
111127 | E CAMBRIDGE | 13.8 | 101 | 1012 | 0 | 0 | 0 | 0 | 0 | 0 | -0.01353 | -0.01353 |  | 0 | 0
991103 | NG_PUTNAM 36 | 115 | 101 | 1010 | 43 | 0 | 43 | 43 | 0 | 0 | -0.01353 | -0.01353 |  | 0 | 0
991104 | DFO NG_KEN~1 | 115 | 101 | 1010 | 30 | 0 | 30 | 30 | 0 | 0 | -0.01353 | -0.01353 |  | 0 | 0
990819 | BAT_CHELSE~1 | 115 | 101 | 1000 | 351.9 | 0 | 351.9 | 351.9 | 0 | 0 | -0.01344 | -0.01344 |  | 0 | 0
109103 | SILVERLAKE | 6.9 | 101 | 704 | 0 | 0 | 0 | 0 | 0 | 0 | -0.01341 | -0.01341 |  | 0 | 0
111125 | PUTNAM 2 | 13.8 | 101 | 1012 | 0 | 0 | 0 | 0 | 0 | 0 | -0.01341 | -0.01341 |  | 0 | 0
111124 | KENDALL JET | 13.8 | 101 | 1014 | 18 | 0 | 18 | 18 | 0 | 0 | -0.01338 | -0.01338 |  | 0 | 0
108884 | BURLINGTN_GT | 13.8 | 101 | 704 | 0 | 0 | 0 | 0 | 0 | 0 | -0.01332 | -0.01332 |  | 0 | 0
110983 | MATEP_DIESEL | 13.8 | 101 | 1004 | 19.35 | 0 | 19.35 | 19.35 | 0 | 0 | -0.01326 | -0.01326 |  | 0 | 0
110984 | MATEP_CC | 13.8 | 101 | 1004 | 57.1 | 0 | 57.1 | 57.1 | 0 | 0 | -0.01326 | -0.01326 |  | 0 | 0
990926 | BAT_ELECTR~1 | 115 | 101 | 1000 | 267.51 | 0 | 326.37 | 267.51 | 0 | 58.86 | -0.01325 | -0.01325 |  | 0 | 0
110985 | MATEP 3 | 13.8 | 101 | 1004 | 19.35 | 0 | 19.35 | 19.35 | 0 | 0 | -0.01319 | -0.01319 |  | 0 | 0
109151 | COOL_PV_GEN | 0.6 | 101 | 703 | 0 | 0 | 0 | 0 | 0 | 0 | -0.01313 | -0.01313 |  | 0 | 0
111009 | MBTA | 14.4 | 101 | 1002 | 47 | 0 | 47 | 47 | 0 | 0 | -0.01308 | -0.01308 |  | 0 | 0
109053 | RUTLAND GT | 13.2 | 101 | 704 | 0 | 0 | 0 | 0 | 0 | 0 | -0.01302 | -0.01302 |  | 0 | 0
109065 | RUT GT_D1_CR | 12.5 | 101 | 802 | 0 | 0 | 0 | 0 | 0 | 0 | -0.01302 | -0.01302 |  | 0 | 0
109051 | GLEN HYDRO | 13.2 | 101 | 704 | 0 | 0 | 0 | 0 | 0 | 0 | -0.013 | -0.013 |  | 0 | 0
109079 | PATCH HYDRO | 2.3 | 101 | 704 | 0 | 0 | 0 | 0 | 0 | 0 | -0.013 | -0.013 |  | 0 | 0
108992 | VERGENNES GN | 2.4 | 101 | 704 | 0 | 0 | 0 | 0 | 0 | 0 | -0.01294 | -0.01294 |  | 0 | 0
111028 | FRAMINGHAM | 13.8 | 101 | 1002 | 42.3 | 0 | 42.3 | 42.3 | 0 | 0 | -0.01294 | -0.01294 |  | 0 | 0
997790 | SUN_VERGEN~1 | 115 | 101 | 700 | 45.98 | 0 | 50 | 45.98 | 0 | 4.02 | -0.01294 | -0.01294 |  | 0 | 0
109107 | WEYBRDGE | 12.5 | 101 | 704 | 0 | 0 | 0 | 0 | 0 | 0 | -0.01292 | -0.01292 |  | 0 | 0
108953 | PROCTOR HYD | 4.16 | 101 | 704 | 0 | 0 | 0 | 0 | 0 | 0 | -0.01286 | -0.01286 |  | 0 | 0
108949 | BELDENS | 4.16 | 101 | 704 | 0 | 0 | 0 | 0 | 0 | 0 | -0.01277 | -0.01277 |  | 0 | 0
108951 | HUNTINGTON | 4.16 | 101 | 704 | 0 | 0 | 0 | 0 | 0 | 0 | -0.01277 | -0.01277 |  | 0 | 0
998476 | SUN_CARVER~1 | 46 | 101 | 802 | 0 | 0 | 0 | 0 | 0 | 0 | -0.01275 | -0.01275 |  | 0 | 0
994935 | SUN_CHESTN~1 | 115 | 101 | 680 | 0 | 0 | 0 | 0 | 0 | 0 | -0.01254 | -0.01254 |  | 0 | 0
994946 | SUN_VERNON~2 | 115 | 101 | 99 | 0 | 0 | 0 | 0 | 0 | 0 | -0.01229 | -0.01229 |  | 0 | 0
997010 | HVDC_COOLI~1 | 345 | 101 | 700 | 0 | 0 | 0 | 0 | 0 | 0 | -0.01223 | -0.01223 |  | 0 | 0
997910 | SUN_VERNON~1 | 115 | 101 | 700 | 0 | 0 | 0 | 0 | 0 | 0 | -0.01222 | -0.01222 |  | 0 | 0
990898 | SUN BAT_CA~1 | 115 | 101 | 1020 | 8.8 | 0 | 8.8 | 8.8 | 0 | 0 | -0.01098 | -0.01098 |  | 0 | 0
111092 | EDGAR ST | 18 | 101 | 1023 | 0 | 0 | 0 | 0 | 0 | 0 | -0.01028 | -0.01028 |  | 0 | 0
111093 | EDGAR GT1 | 16 | 101 | 1023 | 0 | 0 | 0 | 0 | 0 | 0 | -0.01028 | -0.01028 |  | 0 | 0
111097 | EDGAR GT2 | 16 | 101 | 1023 | 0 | 0 | 0 | 0 | 0 | 0 | -0.01028 | -0.01028 |  | 0 | 0
111722 | TA WATSON 1 | 13.8 | 101 | 1063 | 0 | 0 | 0 | 0 | 0 | 0 | -0.01028 | -0.01028 |  | 0 | 0
111723 | TA WATSON 2 | 13.8 | 101 | 1063 | 0 | 0 | 0 | 0 | 0 | 0 | -0.01028 | -0.01028 |  | 0 | 0
111728 | POTTER 2 CT | 13.8 | 101 | 1063 | 0 | 0 | 0 | 0 | 0 | 0 | -0.01028 | -0.01028 |  | 0 | 0
111729 | POTTER 2 ST | 13.8 | 101 | 1063 | 0 | 0 | 0 | 0 | 0 | 0 | -0.01028 | -0.01028 |  | 0 | 0
990901 | DFO NG_EDGAR | 115 | 101 | 1020 | 0 | 0 | 0 | 0 | 0 | 0 | -0.01028 | -0.01028 |  | 0 | 0
113073 | PALMER | 23 | 101 | 1100 | 0 | 0 | 0 | 0 | 0 | 0 | -0.01007 | -0.01007 |  | 0 | 0
993012 | SUN_PALMER | 115 | 101 | 1100 | 19.2 | 0 | 19.2 | 19.2 | 0 | 0 | -0.01007 | -0.01007 |  | 0 | 0
113128 | WARREN_A | 0.34 | 101 | 1100 | 0 | 0 | 0 | 0 | 0 | 0 | -0.00996 | -0.00996 |  | 0 | 0
113129 | WARREN_B | 0.34 | 101 | 1100 | 0 | 0 | 0 | 0 | 0 | 0 | -0.00996 | -0.00996 |  | 0 | 0
113130 | WARREN_C | 0.36 | 101 | 1100 | 0 | 0 | 0 | 0 | 0 | 0 | -0.00996 | -0.00996 |  | 0 | 0
993004 | SUN_LITL R~1 | 115 | 101 | 1100 | 24.91 | 0 | 24.91 | 24.91 | 0 | 0 | -0.00996 | -0.00996 |  | 0 | 0
993300 | SUN_W CHAR~1 | 115 | 101 | 1110 | 0 | 0 | 0 | 0 | 0 | 0 | -0.00981 | -0.00981 |  | 0 | 0
994757 | BAT_S WREN~1 | 115 | 101 | 1140 | 0 | 0 | 0 | 0 | 0 | 0 | -0.0098 | -0.0098 |  | 0 | 0
113389 | SNOW STREET2 | 13.2 | 101 | 1110 | 0 | 0 | 0 | 0 | 0 | 0 | -0.00978 | -0.00978 |  | 0 | 0
113405 | MILLENIUM CT | 16 | 101 | 1110 | 0 | 0 | 0 | 0 | 0 | 0 | -0.00978 | -0.00978 |  | 0 | 0
113406 | MILLENIUM ST | 13.8 | 101 | 1110 | 0 | 0 | 0 | 0 | 0 | 0 | -0.00978 | -0.00978 |  | 0 | 0
993295 | SUN_SNOW S~1 | 115 | 101 | 1110 | 0 | 0 | 0 | 0 | 0 | 0 | -0.00978 | -0.00978 |  | 0 | 0
993264 | SUN_MILLBURY | 345 | 101 | 1110 | 0 | 0 | 0 | 0 | 0 | 0 | -0.00977 | -0.00977 |  | 0 | 0
110950 | W MEDWAY J2 | 13.8 | 101 | 1023 | 0 | 0 | 0 | 0 | 0 | 0 | -0.00973 | -0.00973 |  | 0 | 0
110951 | W MEDWAY JET | 13.8 | 101 | 1023 | 0 | 0 | 0 | 0 | 0 | 0 | -0.00973 | -0.00973 |  | 0 | 0
990783 | WND_PILGRIM | 345 | 101 | 1020 | 0 | 0 | 0 | 0 | 0 | 0 | -0.00923 | -0.00923 |  | 0 | 0
991136 | SUN_KINGST~1 | 115 | 101 | 1030 | 2.76 | 0 | 2.76 | 2.76 | 0 | 0 | -0.00921 | -0.00921 |  | 0 | 0
991144 | BAT_BROOK ~1 | 115 | 101 | 1030 | 209.96 | 0 | 209.96 | 209.96 | 0 | 0 | -0.0092 | -0.0092 |  | 0 | 0
991171 | SUN BAT_WE~1 | 23 | 101 | 1032 | 0 | 0 | 0 | 0 | 0 | 0 | -0.0092 | -0.0092 |  | 0 | 0
111251 | CANAL G1 | 18 | 101 | 1043 | 0 | 0 | 0 | 0 | 0 | 0 | -0.00919 | -0.00919 |  | 0 | 0
111252 | CANAL G2 | 18 | 101 | 1043 | 141.02 | 0 | 576.37 | 141.02 | 0 | 435.35 | -0.00919 | -0.00919 |  | 0 | 0
111256 | CANAL 3 CTG | 25 | 101 | 1043 | 333 | 0 | 333 | 333 | 0 | 0 | -0.00919 | -0.00919 |  | 0 | 0
111202 | BARNSTABLE | 115 | 101 | 1040 | 0 | 0 | 0 | 0 | 0 | 0 | -0.00912 | -0.00912 |  | 0 | 0
111248 | WEST TISBURY | 14.4 | 101 | 1044 | 0 | 0 | 0 | 0 | 0 | 0 | -0.00912 | -0.00912 |  | 0 | 0
111253 | OAK BLUFFS | 23 | 101 | 1043 | 0 | 0 | 0 | 0 | 0 | 0 | -0.00912 | -0.00912 |  | 0 | 0
111346 | QP624_SC2 | 33 | 101 | 1040 | 0 | 0 | 0 | 0 | 0 | 0 | -0.00912 | -0.00912 |  | 0 | 0
111347 | QP624_SC1 | 33 | 101 | 1040 | 0 | 0 | 0 | 0 | 0 | 0 | -0.00912 | -0.00912 |  | 0 | 0
111365 | QP624-2B | 0.69 | 101 | 1043 | 0 | 0 | 0 | 0 | 0 | 0 | -0.00912 | -0.00912 |  | 0 | 0
111366 | QP624-2A | 0.69 | 101 | 1043 | 0 | 0 | 0 | 0 | 0 | 0 | -0.00912 | -0.00912 |  | 0 | 0
111367 | QP624-1B | 0.69 | 101 | 1043 | 0 | 0 | 0 | 0 | 0 | 0 | -0.00912 | -0.00912 |  | 0 | 0
111368 | QP624-1A | 0.69 | 101 | 1043 | 0 | 0 | 0 | 0 | 0 | 0 | -0.00912 | -0.00912 |  | 0 | 0
115978 | BUNKER CTG | 13.2 | 101 | 1170 | 0 | 0 | 0 | 0 | 0 | 0 | -0.00912 | -0.00912 |  | 0 | 0
115979 | BUNKER BESS | 0.4 | 101 | 1170 | 0 | 0 | 0 | 0 | 0 | 0 | -0.00912 | -0.00912 |  | 0 | 0
991202 | WND_BARNST~1 | 115 | 101 | 1040 | 0 | 0 | 0 | 0 | 0 | 0 | -0.00912 | -0.00912 |  | 0 | 0
991204 | SUN BAT_FA~1 | 115 | 101 | 1040 | 0 | 0 | 0 | 0 | 0 | 0 | -0.00912 | -0.00912 |  | 0 | 0
991207 | SUN BAT_HA~1 | 115 | 101 | 1040 | 0 | 0 | 0 | 0 | 0 | 0 | -0.00912 | -0.00912 |  | 0 | 0
991215 | SUN BAT_MA~1 | 115 | 101 | 1040 | 0 | 0 | 0 | 0 | 0 | 0 | -0.00912 | -0.00912 |  | 0 | 0
991245 | SUN BAT_SA~1 | 115 | 101 | 1040 | 0 | 0 | 0 | 0 | 0 | 0 | -0.00912 | -0.00912 |  | 0 | 0
991133 | BAT_CARVER | 345 | 101 | 1030 | 150 | 0 | 150 | 150 | 0 | 0 | -0.00911 | -0.00911 |  | 0 | 0
991134 | WND_W BARN~1 | 345 | 101 | 1030 | 0 | 0 | 0 | 0 | 0 | 0 | -0.00911 | -0.00911 |  | 0 | 0
991135 | WND_W BARN~1 | 115 | 101 | 1040 | 0 | 0 | 0 | 0 | 0 | 0 | -0.00911 | -0.00911 |  | 0 | 0
991156 | SUN BAT_VA~1 | 115 | 101 | 1030 | 9.98 | 0 | 9.98 | 9.98 | 0 | 0 | -0.00909 | -0.00909 |  | 0 | 0
111181 | BW-PV_1 | 0.4 | 101 | 1032 | 0 | 0 | 0 | 0 | 0 | 0 | -0.00902 | -0.00902 |  | 0 | 0
111182 | BW-PV_2 | 0.4 | 101 | 1032 | 0 | 0 | 0 | 0 | 0 | 0 | -0.00902 | -0.00902 |  | 0 | 0
111183 | BW-PV_3 | 0.4 | 101 | 1032 | 0 | 0 | 0 | 0 | 0 | 0 | -0.00902 | -0.00902 |  | 0 | 0
991152 | BAT_WAREHA~1 | 115 | 101 | 1030 | 244.22 | 0 | 348.18 | 244.22 | 0 | 103.96 | -0.00902 | -0.00902 |  | 0 | 0
991155 | SUN_WAREHA~1 | 115 | 101 | 1030 | 9.5 | 0 | 9.5 | 9.5 | 0 | 0 | -0.00902 | -0.00902 |  | 0 | 0
111188 | SEMASS G1 | 13.8 | 101 | 1033 | 0 | 0 | 0 | 0 | 0 | 0 | -0.00899 | -0.00899 |  | 0 | 0
111189 | SEMASS G2 | 13.8 | 101 | 1033 | 0 | 0 | 0 | 0 | 0 | 0 | -0.00899 | -0.00899 |  | 0 | 0
991141 | SUN BAT_TR~1 | 115 | 101 | 1030 | 12.69 | 0 | 33.74 | 12.69 | 0 | 21.05 | -0.00897 | -0.00897 |  | 0 | 0
991140 | SUN BAT_RO~1 | 115 | 101 | 1030 | 24.62 | 0 | 24.62 | 24.62 | 0 | 0 | -0.00882 | -0.00882 |  | 0 | 0
116413 | NORTHFIELD 3 | 13.8 | 101 | 1373 | 292 | 0 | 292 | 292 | 0 | 0 | -0.00877 | -0.00877 |  | 0 | 0
116414 | NORTHFIELD 4 | 13.8 | 101 | 1373 | 292 | 0 | 292 | 292 | 0 | 0 | -0.00877 | -0.00877 |  | 0 | 0
991271 | SUN BAT_CR~2 | 115 | 101 | 1050 | 27.96 | 0 | 27.96 | 27.96 | 0 | 0 | -0.00874 | -0.00874 |  | 0 | 0
991272 | SUN BAT_AR~1 | 115 | 101 | 1050 | 7 | 0 | 7 | 7 | 0 | 0 | -0.00865 | -0.00865 |  | 0 | 0
991273 | SUN BAT_WI~1 | 115 | 101 | 1050 | 28.43 | 0 | 28.43 | 28.43 | 0 | 0 | -0.00865 | -0.00865 |  | 0 | 0
990770 | BAT_W MEDW~1 | 345 | 101 | 1020 | 250 | 0 | 250 | 250 | 0 | 0 | -0.00861 | -0.00861 |  | 0 | 0
114861 | ANP BLLNGHM1 | 21 | 101 | 1140 | 0 | 0 | 0 | 0 | 0 | 0 | -0.0085 | -0.0085 |  | 0 | 0
114862 | ANP BLLNGHM2 | 21 | 101 | 1140 | 0 | 0 | 0 | 0 | 0 | 0 | -0.0085 | -0.0085 |  | 0 | 0
991268 | SUN BAT_IN~1 | 115 | 101 | 1050 | 40.45 | 0 | 40.45 | 40.45 | 0 | 0 | -0.00837 | -0.00837 |  | 0 | 0
115689 | CLEARY G8-9A | 13.8 | 101 | 1254 | 46.82 | 0 | 46.82 | 46.82 | 0 | 0 | -0.00833 | -0.00833 |  | 0 | 0
115690 | CLEARY G9 | 13.8 | 101 | 1254 | 84.18 | 0 | 84.18 | 84.18 | 0 | 0 | -0.00833 | -0.00833 |  | 0 | 0
111316 | DARTMTH PWRA | 13.8 | 101 | 1053 | 0 | 0 | 0 | 0 | 0 | 0 | -0.00823 | -0.00823 |  | 0 | 0
111317 | DARTMTH PWRB | 13.8 | 101 | 1053 | 0 | 0 | 0 | 0 | 0 | 0 | -0.00823 | -0.00823 |  | 0 | 0
991265 | SUN BAT_FI~1 | 115 | 101 | 1050 | 0 | 0 | 0 | 0 | 0 | 0 | -0.00823 | -0.00823 |  | 0 | 0
991267 | BAT_CROSS ~1 | 115 | 101 | 1050 | 129.81 | 0 | 246 | 129.81 | 0 | 116.19 | -0.00823 | -0.00823 |  | 0 | 0
991275 | SUN BAT_CR~1 | 115 | 101 | 1050 | 14.5 | 0 | 14.5 | 14.5 | 0 | 0 | -0.00823 | -0.00823 |  | 0 | 0
115742 | DIGHTON PWR | 22 | 101 | 1160 | 168 | 0 | 168 | 168 | 0 | 0 | -0.00822 | -0.00822 |  | 0 | 0
997349 | SUN_WOONSO~1 | 115 | 101 | 1410 | 0 | 0 | 0 | 0 | 0 | 0 | -0.00798 | -0.00798 |  | 0 | 0
991378 | SUN BAT_BE~1 | 115 | 101 | 1050 | 279.36 | 0 | 880 | 279.36 | 0 | 600.64 | -0.00792 | -0.00792 |  | 0 | 0
117434 | TIVERTON GT | 18 | 101 | 1410 | 0 | 0 | 0 | 0 | 0 | 0 | -0.00784 | -0.00784 |  | 0 | 0
117435 | TIVERTON ST | 13.8 | 101 | 1410 | 0 | 0 | 0 | 0 | 0 | 0 | -0.00784 | -0.00784 |  | 0 | 0
997357 | SUN_Tiverton | 115 | 101 | 1410 | 0 | 0 | 0 | 0 | 0 | 0 | -0.00784 | -0.00784 |  | 0 | 0
998179 | NG_NAVY TAP | 69 | 101 | 1420 | 6.27 | 0 | 6.27 | 6.27 | 0 | 0 | -0.00784 | -0.00784 |  | 0 | 0
998187 | SUN_JEPSON | 13.8 | 101 | 1420 | 20.97 | 0 | 20.97 | 20.97 | 0 | 0 | -0.00784 | -0.00784 |  | 0 | 0
997005 | BAT_W FARN~1 | 115 | 101 | 1400 | 0 | 0 | 0 | 0 | 0 | 0 | -0.00722 | -0.00722 |  | 0 | 0
997012 | SUN_NASONV~1 | 115 | 101 | 1400 | 0 | 0 | 0 | 0 | 0 | 0 | -0.00722 | -0.00722 |  | 0 | 0
111084 | NEA BELL GT1 | 13.8 | 101 | 1023 | 0 | 0 | 0 | 0 | 0 | 0 | -0.00697 | -0.00697 |  | 0 | 0
111085 | NEA BELL GT2 | 13.8 | 101 | 1023 | 0 | 0 | 0 | 0 | 0 | 0 | -0.00697 | -0.00697 |  | 0 | 0
111086 | NEA BELL ST1 | 13.8 | 101 | 1023 | 0 | 0 | 0 | 0 | 0 | 0 | -0.00697 | -0.00697 |  | 0 | 0
994734 | WND_BRAYTN~1 | 345 | 101 | 1140 | 0 | 0 | 0 | 0 | 0 | 0 | -0.00693 | -0.00693 |  | 0 | 0
997346 | SUN_WOLF H~1 | 115 | 101 | 1410 | 0 | 0 | 0 | 0 | 0 | 0 | -0.00644 | -0.00644 |  | 0 | 0
997353 | SUN_PUTNAM~1 | 115 | 101 | 1410 | 0 | 0 | 0 | 0 | 0 | 0 | -0.0063 | -0.0063 |  | 0 | 0
111095 | ANP BLKSTN 1 | 21 | 101 | 1023 | 0 | 0 | 0 | 0 | 0 | 0 | -0.00617 | -0.00617 |  | 0 | 0
111096 | ANP BLKSTN 2 | 21 | 101 | 1023 | 0 | 0 | 0 | 0 | 0 | 0 | -0.00617 | -0.00617 |  | 0 | 0
117426 | MANCHSTR 09A | 13.8 | 101 | 1410 | 106.94 | 0 | 106.94 | 106.94 | 0 | 0 | -0.00597 | -0.00597 |  | 0 | 0
117427 | MANCHSTR 10A | 13.8 | 101 | 1410 | 109.03 | 0 | 109.03 | 109.03 | 0 | 0 | -0.00597 | -0.00597 |  | 0 | 0
117428 | MANCHSTR 11A | 13.8 | 101 | 1410 | 107.53 | 0 | 107.53 | 107.53 | 0 | 0 | -0.00597 | -0.00597 |  | 0 | 0
117431 | FRNKLNSQ SC1 | 11.5 | 101 | 1410 | 47.06 | 0 | 47.06 | 47.06 | 0 | 0 | -0.00597 | -0.00597 |  | 0 | 0
117432 | FRNKLNSQ SC2 | 11.5 | 101 | 1410 | 47.97 | 0 | 47.97 | 47.97 | 0 | 0 | -0.00597 | -0.00597 |  | 0 | 0
117433 | FRNKLNSQ SC3 | 11.5 | 101 | 1410 | 49.47 | 0 | 49.47 | 49.47 | 0 | 0 | -0.00597 | -0.00597 |  | 0 | 0
993014 | SUN_THORND~1 | 115 | 101 | 1100 | 17.42 | 0 | 17.42 | 17.42 | 0 | 0 | -0.00595 | -0.00595 |  | 0 | 0
997311 | SUN_JOHNST~1 | 115 | 101 | 1410 | 0 | 0 | 0 | 0 | 0 | 0 | -0.00565 | -0.00565 |  | 0 | 0
117436 | RISE CT1 | 18 | 101 | 1410 | 183.1 | 0 | 183.1 | 183.1 | 0 | 0 | -0.00551 | -0.00551 |  | 0 | 0
117437 | RISE ST | 18 | 101 | 1410 | 185.48 | 0 | 185.48 | 185.48 | 0 | 0 | -0.00551 | -0.00551 |  | 0 | 0
117438 | RISE CT2 | 18 | 101 | 1410 | 183.1 | 0 | 183.1 | 183.1 | 0 | 0 | -0.00551 | -0.00551 |  | 0 | 0
117446 | J LANDFIL P2 | 4.2 | 101 | 1410 | 0 | 0 | 0 | 0 | 0 | 0 | -0.00544 | -0.00544 |  | 0 | 0
117501 | J_LANDF_L | 0.6 | 101 | 1410 | 0 | 0 | 0 | 0 | 0 | 0 | -0.00544 | -0.00544 |  | 0 | 0
117455 | RIDGEWOOD LD | 13.8 | 101 | 1410 | 0 | 0 | 0 | 0 | 0 | 0 | -0.00536 | -0.00536 |  | 0 | 0
993109 | SUN_WEST H~1 | 115 | 101 | 1100 | 3.33 | 0 | 13.17 | 3.33 | 0 | 9.84 | -0.00531 | -0.00531 |  | 0 | 0
117505 | S-SKY-WCR_L | 0.48 | 101 | 1410 | 0 | 0 | 0 | 0 | 0 | 0 | -0.00473 | -0.00473 |  | 0 | 0
997342 | SUN_W CRAN~1 | 115 | 101 | 1410 | 0 | 0 | 0 | 0 | 0 | 0 | -0.00473 | -0.00473 |  | 0 | 0
117503 | S-SKY-2228_L | 0.48 | 101 | 1410 | 0 | 0 | 0 | 0 | 0 | 0 | -0.00444 | -0.00444 |  | 0 | 0
117514 | HOPE_0.385KV | 0.38 | 101 | 1410 | 0 | 0 | 0 | 0 | 0 | 0 | -0.00444 | -0.00444 |  | 0 | 0
121841 | NUTMEG_G | 0.42 | 101 | 1653 | 0 | 0 | 0 | 0 | 0 | 0 | -0.00423 | -0.00423 |  | 0 | 0
999993 | SUN_SCITICO | 115 | 101 | 1650 | 0 | 0 | 0 | 0 | 0 | 0 | -0.00423 | -0.00423 |  | 0 | 0
997463 | SUN_NEW LO~1 | 115 | 101 | 1410 | 0 | 0 | 0 | 0 | 0 | 0 | -0.00411 | -0.00411 |  | 0 | 0
108934 | STRATTON_SC1 | 13.8 | 101 | 704 | 0 | 0 | 0 | 0 | 0 | 0 | -0.00406 | -0.00406 |  | 0 | 0
108938 | STRATTON_SC2 | 13.8 | 101 | 704 | 0 | 0 | 0 | 0 | 0 | 0 | -0.00406 | -0.00406 |  | 0 | 0
996240 | AC_BUCK POND | 115 | 101 | 1330 | 0 | 0 | 0 | 0 | 0 | 0 | -0.00392 | -0.00392 |  | 0 | 0
117485 | RI_WED_GEN | 0.6 | 101 | 1410 | 0 | 0 | 0 | 0 | 0 | 0 | -0.00375 | -0.00375 |  | 0 | 0
117486 | RI WED G2 | 0.6 | 101 | 1410 | 0 | 0 | 0 | 0 | 0 | 0 | -0.00375 | -0.00375 |  | 0 | 0
997327 | SUN_DRUMROCK | 115 | 101 | 1410 | 0 | 0 | 0 | 0 | 0 | 0 | -0.00368 | -0.00368 |  | 0 | 0
997332 | SUN_KENT C~1 | 115 | 101 | 1410 | 0 | 0 | 0 | 0 | 0 | 0 | -0.0035 | -0.0035 |  | 0 | 0
997385 | SUN_KENT C~1 | 34.5 | 101 | 1410 | 0 | 0 | 0 | 0 | 0 | 0 | -0.0035 | -0.0035 |  | 0 | 0
116556 | COBBLE MT_G | 6.9 | 101 | 1333 | 19.96 | 0 | 19.96 | 19.96 | 0 | 0 | -0.00293 | -0.00293 |  | 0 | 0
117029 | OCEAN ST GT1 | 13.8 | 101 | 1400 | 77.46 | 0 | 77.46 | 77.46 | 0 | 0 | -0.00283 | -0.00283 |  | 0 | 0
117030 | OCEAN ST GT2 | 13.8 | 101 | 1400 | 77.46 | 0 | 77.46 | 77.46 | 0 | 0 | -0.00283 | -0.00283 |  | 0 | 0
117031 | OCEAN ST ST1 | 13.8 | 101 | 1400 | 117.42 | 0 | 117.42 | 117.42 | 0 | 0 | -0.00283 | -0.00283 |  | 0 | 0
117032 | OCEAN ST GT3 | 13.8 | 101 | 1400 | 78.17 | 0 | 78.17 | 78.17 | 0 | 0 | -0.00283 | -0.00283 |  | 0 | 0
117033 | OCEAN ST GT4 | 13.8 | 101 | 1400 | 78.17 | 0 | 78.17 | 78.17 | 0 | 0 | -0.00283 | -0.00283 |  | 0 | 0
117034 | OCEAN ST ST2 | 13.8 | 101 | 1400 | 118.49 | 0 | 118.49 | 118.49 | 0 | 0 | -0.00283 | -0.00283 |  | 0 | 0
997000 | DFO NG_SHE~1 | 345 | 101 | 1400 | 0 | 0 | 0 | 0 | 0 | 0 | -0.00283 | -0.00283 |  | 0 | 0
993017 | SUN_FLOREN~1 | 115 | 101 | 1100 | 0 | 0 | 0 | 0 | 0 | 0 | -0.0022 | -0.0022 |  | 0 | 0
997314 | BAT_DAVISV~1 | 115 | 101 | 1410 | 0 | 0 | 0 | 0 | 0 | 0 | -0.00203 | -0.00203 |  | 0 | 0
997368 | SUN_OLD BA~1 | 12.5 | 101 | 1410 | 0 | 0 | 0 | 0 | 0 | 0 | -0.00203 | -0.00203 |  | 0 | 0
116433 | ORCHARD | 13.8 | 101 | 1332 | 0 | 0 | 0 | 0 | 0 | 0 | -0.00181 | -0.00181 |  | 0 | 0
116452 | HADLEY FALLS | 6.6 | 101 | 1334 | 14.95 | 0 | 14.95 | 14.95 | 0 | 0 | -0.00181 | -0.00181 |  | 0 | 0
116438 | MONSANTO_C1 | 13.8 | 101 | 1333 | 84.65 | 0 | 84.65 | 84.65 | 0 | 0 | -0.00178 | -0.00178 |  | 0 | 0
116439 | MONSANTO_S1 | 13.8 | 101 | 1333 | 76.01 | 0 | 76.01 | 76.01 | 0 | 0 | -0.00178 | -0.00178 |  | 0 | 0
116440 | MONSANTO_C2 | 13.8 | 101 | 1333 | 84.65 | 0 | 84.65 | 84.65 | 0 | 0 | -0.00178 | -0.00178 |  | 0 | 0
993118 | SUN_5 CORN~1 | 115 | 101 | 1100 | 0 | 0 | 0 | 0 | 0 | 0 | -0.00173 | -0.00173 |  | 0 | 0
116505 | BERKSHRE_G1 | 21 | 101 | 1333 | 270 | 0 | 270 | 270 | 0 | 0 | -0.00156 | -0.00156 |  | 0 | 0
116458 | FRONT STREET | 4.16 | 101 | 1334 | 0 | 0 | 0 | 0 | 0 | 0 | -0.00137 | -0.00137 |  | 0 | 0
997313 | SUN_TOWER ~1 | 115 | 101 | 1410 | 0 | 0 | 0 | 0 | 0 | 0 | -0.00067 | -0.00067 |  | 0 | 0
997363 | SUN_TOWER ~1 | 12.5 | 101 | 1410 | 0 | 0 | 0 | 0 | 0 | 0 | -0.00067 | -0.00067 |  | 0 | 0
116492 | W-SPRNGFLD-1 | 13.8 | 101 | 1333 | 39 | 0 | 39 | 39 | 0 | 0 | -0.00029 | -0.00029 |  | 0 | 0
116493 | W-SPRNGFLD-2 | 13.8 | 101 | 1333 | 0 | 0 | 0 | 0 | 0 | 0 | -0.00029 | -0.00029 |  | 0 | 0
116494 | W-SPRNGFLD-3 | 13.8 | 101 | 1333 | 107 | 0 | 107 | 107 | 0 | 0 | -0.00029 | -0.00029 |  | 0 | 0
116495 | SPGFLD RFUSE | 4.16 | 101 | 1334 | 0 | 0 | 0 | 0 | 0 | 0 | -0.00029 | -0.00029 |  | 0 | 0
998496 | SUN_E ARLN~1 | 46 | 101 | 822 | 0 | 0 | 0 | 0 | 0 | 0 | 0.00116 | 0.00116 |  | 0 | 0
116417 | STONY BRK 1A | 13.8 | 101 | 1333 | 103.17 | 0 | 103.17 | 103.17 | 0 | 0 | 0.00183 | 0.00183 |  | 0 | 0
116418 | STONY BRK 1B | 13.8 | 101 | 1333 | 101.67 | 0 | 101.67 | 101.67 | 0 | 0 | 0.00183 | 0.00183 |  | 0 | 0
116419 | STONY BRK 1C | 13.8 | 101 | 1333 | 103.17 | 0 | 103.17 | 103.17 | 0 | 0 | 0.00183 | 0.00183 |  | 0 | 0
116420 | STONY BRK 1S | 13.8 | 101 | 1333 | 21.31 | 0 | 82.36 | 21.31 | 0 | 61.05 | 0.00183 | 0.00183 |  | 0 | 0
116421 | STONY BRK 2A | 13.8 | 101 | 1333 | 0 | 0 | 0 | 0 | 0 | 0 | 0.00183 | 0.00183 |  | 0 | 0
116422 | STONY BRK 2B | 13.8 | 101 | 1333 | 0 | 0 | 0 | 0 | 0 | 0 | 0.00183 | 0.00183 |  | 0 | 0
996045 | BAT_LUDLOW | 345 | 101 | 1330 | 0 | 0 | 0 | 0 | 0 | 0 | 0.00183 | 0.00183 |  | 0 | 0
117495 | BLK ISL WIND | 0.9 | 101 | 1410 | 0 | 0 | 0 | 0 | 0 | 0 | 0.0019 | 0.0019 |  | 0 | 0
997339 | SUN_W KING~1 | 115 | 101 | 1410 | 0 | 0 | 0 | 0 | 0 | 0 | 0.0019 | 0.0019 |  | 0 | 0
999038 | BAT_KILLIN~1 | 345 | 101 | 1630 | 0 | 0 | 0 | 0 | 0 | 0 | 0.00404 | 0.00404 |  | 0 | 0
121513 | LAKE ROAD_C1 | 21 | 101 | 1633 | 269.79 | 0 | 269.79 | 269.79 | 0 | 0 | 0.00424 | 0.00424 |  | 0 | 0
121514 | LAKE ROAD_C2 | 21 | 101 | 1633 | 275.21 | 0 | 275.21 | 275.21 | 0 | 0 | 0.00424 | 0.00424 |  | 0 | 0
121515 | LAKE ROAD_C3 | 21 | 101 | 1633 | 0.78 | 0 | 279 | 0.78 | 0 | 278.22 | 0.00424 | 0.00424 |  | 0 | 0
997305 | SUN_KENYON | 115 | 101 | 1410 | 0 | 0 | 0 | 0 | 0 | 0 | 0.00439 | 0.00439 |  | 0 | 0
121517 | QP724 CT | 23.5 | 101 | 1633 | 341.24 | 0 | 393.67 | 341.24 | 0 | 52.43 | 0.00494 | 0.00494 |  | 0 | 0
121518 | QP724 ST | 16 | 101 | 1633 | 238.29 | 0 | 238.29 | 238.29 | 0 | 0 | 0.00494 | 0.00494 |  | 0 | 0
117507 | STSK_GEN | 0.55 | 101 | 1410 | 0 | 0 | 0 | 0 | 0 | 0 | 0.00664 | 0.00664 |  | 0 | 0
997348 | SUN_WOOD R~1 | 115 | 101 | 1410 | 0 | 0 | 0 | 0 | 0 | 0 | 0.00664 | 0.00664 |  | 0 | 0
997458 | SUN_CHASE ~1 | 115 | 101 | 1410 | 0 | 0 | 0 | 0 | 0 | 0 | 0.00893 | 0.00893 |  | 0 | 0
121526 | WOODSHILL_PV | 0.38 | 101 | 1634 | 0 | 0 | 0 | 0 | 0 | 0 | 0.00902 | 0.00902 |  | 0 | 0
121536 | QB_GEN | 0.42 | 101 | 1633 | 0 | 0 | 0 | 0 | 0 | 0 | 0.00906 | 0.00906 |  | 0 | 0
999541 | SUN_BROOKL~1 | 115 | 101 | 1630 | 0 | 0 | 0 | 0 | 0 | 0 | 0.01101 | 0.01101 |  | 0 | 0
999682 | SUN_SHUNCK~1 | 115 | 101 | 1630 | 0 | 0 | 0 | 0 | 0 | 0 | 0.01164 | 0.01164 |  | 0 | 0
121638 | PAWCATCK SLR | 0.6 | 101 | 1634 | 0 | 0 | 0 | 0 | 0 | 0 | 0.01165 | 0.01165 |  | 0 | 0
121559 | CONSTITUTION | 0.6 | 101 | 1634 | 0 | 0 | 0 | 0 | 0 | 0 | 0.01426 | 0.01426 |  | 0 | 0
121560 | PLAINFIELD | 13.8 | 101 | 1633 | 0 | 0 | 0 | 0 | 0 | 0 | 0.01429 | 0.01429 |  | 0 | 0
999562 | SUN_FRY BR~1 | 115 | 101 | 1630 | 0 | 0 | 0 | 0 | 0 | 0 | 0.01429 | 0.01429 |  | 0 | 0
999116 | SUN_N-BLOO~1 | 345 | 101 | 1670 | 0 | 0 | 0 | 0 | 0 | 0 | 0.01495 | 0.01495 |  | 0 | 0
121587 | FOXWOODS G2 | 4.16 | 101 | 1634 | 0 | 0 | 0 | 0 | 0 | 0 | 0.01656 | 0.01656 |  | 0 | 0
999672 | BAT_MYSTIC~2 | 115 | 101 | 1630 | 0 | 0 | 0 | 0 | 0 | 0 | 0.01657 | 0.01657 |  | 0 | 0
999849 | FC_WILLIMA~1 | 115 | 101 | 1630 | 0 | 0 | 0 | 0 | 0 | 0 | 0.0172 | 0.0172 |  | 0 | 0
121570 | TUNNEL JET | 13.2 | 101 | 1634 | 0 | 0 | 0 | 0 | 0 | 0 | 0.01805 | 0.01805 |  | 0 | 0
121571 | FUSION_GEN | 0.38 | 101 | 1634 | 0 | 0 | 0 | 0 | 0 | 0 | 0.01805 | 0.01805 |  | 0 | 0
121586 | FOXWOODS G1 | 4.16 | 101 | 1634 | 0 | 0 | 0 | 0 | 0 | 0 | 0.01805 | 0.01805 |  | 0 | 0
999583 | SUN_TUNNEL | 115 | 101 | 1630 | 0 | 0 | 0 | 0 | 0 | 0 | 0.01805 | 0.01805 |  | 0 | 0
121788 | LISBON | 4.16 | 101 | 1633 | 0 | 0 | 0 | 0 | 0 | 0 | 0.01846 | 0.01846 |  | 0 | 0
121852 | RAINBOW HYD | 2.4 | 101 | 1654 | 0 | 0 | 0 | 0 | 0 | 0 | 0.01876 | 0.01876 |  | 0 | 0
121860 | HAMILTON GT | 13.8 | 101 | 1654 | 0 | 0 | 0 | 0 | 0 | 0 | 0.01876 | 0.01876 |  | 0 | 0
121865 | DEXTER CT | 13.8 | 101 | 1653 | 0 | 0 | 0 | 0 | 0 | 0 | 0.01876 | 0.01876 |  | 0 | 0
990002 | SUN_WINDSO~1 | 115 | 101 | 1650 | 0 | 0 | 0 | 0 | 0 | 0 | 0.01876 | 0.01876 |  | 0 | 0
990038 | SUN_BARBOU~1 | 115 | 101 | 1650 | 0 | 0 | 0 | 0 | 0 | 0 | 0.01876 | 0.01876 |  | 0 | 0
121579 | NORWICH JET | 13.8 | 101 | 1633 | 0 | 0 | 0 | 0 | 0 | 0 | 0.0191 | 0.0191 |  | 0 | 0
121590 | SECREC | 13.2 | 101 | 1633 | 0 | 0 | 0 | 0 | 0 | 0 | 0.0191 | 0.0191 |  | 0 | 0
990290 | SUN_N-BLOO~1 | 115 | 101 | 1670 | 0 | 0 | 0 | 0 | 0 | 0 | 0.02189 | 0.02189 |  | 0 | 0
121647 | MONTVILLE | 2.4 | 101 | 1633 | 0 | 0 | 0 | 0 | 0 | 0 | 0.02286 | 0.02286 |  | 0 | 0
121645 | MONTVILLE_G5 | 13.8 | 101 | 1633 | 0 | 0 | 0 | 0 | 0 | 0 | 0.02431 | 0.02431 |  | 0 | 0
121646 | MONTVILLE_G6 | 22 | 101 | 1633 | 24.5 | 0 | 410 | 24.5 | 0 | 385.5 | 0.02431 | 0.02431 |  | 0 | 0
121835 | RAND WHITNEY | 13.8 | 101 | 1634 | 0 | 0 | 0 | 0 | 0 | 0 | 0.02431 | 0.02431 |  | 0 | 0
999718 | WND_MONTVI~1 | 115 | 101 | 1630 | 0 | 0 | 0 | 0 | 0 | 0 | 0.02431 | 0.02431 |  | 0 | 0
999768 | SUN_WATERF~1 | 115 | 101 | 1630 | 0 | 0 | 0 | 0 | 0 | 0 | 0.02431 | 0.02431 |  | 0 | 0
121931 | RIVERSIDE PF | 23 | 101 | 1672 | 0 | 0 | 0 | 0 | 0 | 0 | 0.02434 | 0.02434 |  | 0 | 0
121943 | S-MEADOW_G5 | 11.5 | 101 | 1673 | 0 | 0 | 0 | 0 | 0 | 0 | 0.02446 | 0.02446 |  | 0 | 0
121944 | S-MEADOW_G6 | 11.5 | 101 | 1673 | 0 | 0 | 0 | 0 | 0 | 0 | 0.02446 | 0.02446 |  | 0 | 0
121964 | CDECCA_CT | 13.8 | 101 | 1673 | 0 | 0 | 0 | 0 | 0 | 0 | 0.02511 | 0.02511 |  | 0 | 0
121965 | CDECCA_ST | 13.2 | 101 | 1673 | 0 | 0 | 0 | 0 | 0 | 0 | 0.02511 | 0.02511 |  | 0 | 0
121656 | MILLSTONE_G2 | 24 | 101 | 1633 | 934.5 | 0 | 934.5 | 934.5 | 0 | 0 | 0.02695 | 0.02695 |  | 0 | 0
121657 | MILLSTONE_G3 | 24 | 101 | 1633 | 1283 | 0 | 1283 | 1283 | 0 | 0 | 0.02695 | 0.02695 |  | 0 | 0
999194 | NUC_MILLST~1 | 345 | 101 | 1630 | 0 | 0 | 0 | 0 | 0 | 0 | 0.02695 | 0.02695 |  | 0 | 0
122154 | SIMSBURY SLR | 0.38 | 101 | 1694 | 0 | 0 | 0 | 0 | 0 | 0 | 0.02846 | 0.02846 |  | 0 | 0
990307 | SUN_NE-SIM~1 | 115 | 101 | 1690 | 0 | 0 | 0 | 0 | 0 | 0 | 0.02846 | 0.02846 |  | 0 | 0
122041 | MIDDLETWN_G2 | 13.8 | 101 | 1713 | 121.29 | 0 | 121.29 | 121.29 | 0 | 0 | 0.03291 | 0.03291 |  | 0 | 0
122042 | MIDDLETWN_G3 | 22 | 101 | 1713 | 231.71 | 0 | 231.71 | 231.71 | 0 | 0 | 0.03291 | 0.03291 |  | 0 | 0
122044 | MIDDLETWN_10 | 13.2 | 101 | 1713 | 0 | 0 | 0 | 0 | 0 | 0 | 0.03291 | 0.03291 |  | 0 | 0
122030 | KLEEN_C1 | 16.5 | 101 | 1713 | 180.65 | 0 | 180.65 | 180.65 | 0 | 0 | 0.03437 | 0.03437 |  | 0 | 0
122031 | KLEEN_C2 | 16.5 | 101 | 1713 | 180.65 | 0 | 180.65 | 180.65 | 0 | 0 | 0.03437 | 0.03437 |  | 0 | 0
122032 | KLEEN_S1 | 18 | 101 | 1713 | 258.7 | 0 | 258.7 | 258.7 | 0 | 0 | 0.03437 | 0.03437 |  | 0 | 0
122043 | MIDDLETWN_G4 | 22 | 101 | 1713 | 402 | 0 | 402 | 402 | 0 | 0 | 0.03704 | 0.03704 |  | 0 | 0
122046 | MIDDLETWN_12 | 13.8 | 101 | 1713 | 0 | 0 | 0 | 0 | 0 | 0 | 0.03704 | 0.03704 |  | 0 | 0
122047 | MIDDLETWN_13 | 13.8 | 101 | 1713 | 0 | 0 | 0 | 0 | 0 | 0 | 0.03704 | 0.03704 |  | 0 | 0
122048 | MIDDLETWN_14 | 13.8 | 101 | 1713 | 0 | 0 | 0 | 0 | 0 | 0 | 0.03704 | 0.03704 |  | 0 | 0
122049 | MIDDLETWN_15 | 13.8 | 101 | 1713 | 0 | 0 | 0 | 0 | 0 | 0 | 0.03704 | 0.03704 |  | 0 | 0
990488 | NG_BLACK R~1 | 115 | 101 | 1670 | 0 | 0 | 0 | 0 | 0 | 0 | 0.03855 | 0.03855 |  | 0 | 0
123635 | HALVARSSON | 192 | 101 | 1830 | 0 | 0 | 0 | 0 | 0 | 0 | 0.04189 | 0.04189 |  | 0 | 0
122417 | BRANFORD JET | 13.8 | 101 | 1734 | 0 | 0 | 0 | 0 | 0 | 0 | 0.04375 | 0.04375 |  | 0 | 0
123653 | NEW HAVN HBR | 22 | 101 | 1823 | 0 | 0 | 0 | 0 | 0 | 0 | 0.04467 | 0.04467 |  | 0 | 0
123655 | NHHP G2 | 13.8 | 101 | 1823 | 0 | 0 | 0 | 0 | 0 | 0 | 0.04467 | 0.04467 |  | 0 | 0
123656 | NHHP G3-4 | 13.8 | 101 | 1823 | 0 | 0 | 0 | 0 | 0 | 0 | 0.04467 | 0.04467 |  | 0 | 0
123128 | YALE DG 1 | 13.8 | 101 | 1804 | 0 | 0 | 0 | 0 | 0 | 0 | 0.04569 | 0.04569 |  | 0 | 0
123129 | YALE DG 2 | 13.8 | 101 | 1804 | 0 | 0 | 0 | 0 | 0 | 0 | 0.04569 | 0.04569 |  | 0 | 0
122448 | WALLINGFRDG1 | 13.8 | 101 | 1733 | 0 | 0 | 0 | 0 | 0 | 0 | 0.04574 | 0.04574 |  | 0 | 0
122449 | WALLINGFRDG2 | 13.8 | 101 | 1733 | 0 | 0 | 0 | 0 | 0 | 0 | 0.04574 | 0.04574 |  | 0 | 0
122450 | WALLINGFRDG3 | 13.8 | 101 | 1733 | 0 | 0 | 0 | 0 | 0 | 0 | 0.04574 | 0.04574 |  | 0 | 0
122451 | WALLINGFRDG4 | 13.8 | 101 | 1733 | 0 | 0 | 0 | 0 | 0 | 0 | 0.04574 | 0.04574 |  | 0 | 0
122452 | WALLINGFRDG5 | 13.8 | 101 | 1733 | 0 | 0 | 0 | 0 | 0 | 0 | 0.04574 | 0.04574 |  | 0 | 0
122453 | WALLINGFRDG6 | 13.8 | 101 | 1733 | 0 | 0 | 0 | 0 | 0 | 0 | 0.04574 | 0.04574 |  | 0 | 0
122454 | WALLINGFRDG7 | 13.8 | 101 | 1733 | 0 | 0 | 0 | 0 | 0 | 0 | 0.04574 | 0.04574 |  | 0 | 0
122542 | A.L. PIERCE | 13.8 | 101 | 1733 | 0 | 0 | 0 | 0 | 0 | 0 | 0.04574 | 0.04574 |  | 0 | 0
990740 | SUN_WALLIN~1 | 115 | 101 | 1730 | 0 | 0 | 0 | 0 | 0 | 0 | 0.04574 | 0.04574 |  | 0 | 0
122272 | FORESTVILLE | 13.8 | 101 | 1692 | 0 | 0 | 0 | 0 | 0 | 0 | 0.04776 | 0.04776 |  | 0 | 0
122173 | FRANKLIN DR | 13.2 | 101 | 1692 | 0 | 0 | 0 | 0 | 0 | 0 | 0.05041 | 0.05041 |  | 0 | 0
122469 | DEVON #10 | 13.8 | 101 | 1733 | 0 | 0 | 0 | 0 | 0 | 0 | 0.0531 | 0.0531 |  | 0 | 0
122476 | DEVON #15-16 | 13.8 | 101 | 1733 | 93.8 | 0 | 93.8 | 93.8 | 0 | 0 | 0.0531 | 0.0531 |  | 0 | 0
122477 | DEVON #17-18 | 13.8 | 101 | 1733 | 73.07 | 0 | 93.8 | 73.07 | 0 | 20.73 | 0.0531 | 0.0531 |  | 0 | 0
122481 | MILFORD_C1 | 21 | 101 | 1733 | 267.7 | 0 | 267.7 | 267.7 | 0 | 0 | 0.05525 | 0.05525 |  | 0 | 0
122482 | MILFORD_C2 | 21 | 101 | 1733 | 267.7 | 0 | 267.7 | 267.7 | 0 | 0 | 0.05525 | 0.05525 |  | 0 | 0
993313 | NG_CONGRES~1 | 115 | 101 | 1800 | 0 | 0 | 0 | 0 | 0 | 0 | 0.05586 | 0.05586 |  | 0 | 0
122583 | WATERBURY_G | 13.8 | 101 | 1733 | 97.91 | 0 | 97.91 | 97.91 | 0 | 0 | 0.05604 | 0.05604 |  | 0 | 0
123642 | BRPT HRBR 4 | 13.8 | 101 | 1803 | 0 | 0 | 0 | 0 | 0 | 0 | 0.05624 | 0.05624 |  | 0 | 0
122470 | DEVON #11 | 13.8 | 101 | 1733 | 33.12 | 0 | 33.12 | 33.12 | 0 | 0 | 0.05631 | 0.05631 |  | 0 | 0
122471 | DEVON #12 | 13.8 | 101 | 1733 | 33.12 | 0 | 33.12 | 33.12 | 0 | 0 | 0.05631 | 0.05631 |  | 0 | 0
122472 | DEVON #13 | 13.8 | 101 | 1733 | 33.12 | 0 | 33.12 | 33.12 | 0 | 0 | 0.05631 | 0.05631 |  | 0 | 0
122473 | DEVON #14 | 13.8 | 101 | 1733 | 33.12 | 0 | 33.12 | 33.12 | 0 | 0 | 0.05631 | 0.05631 |  | 0 | 0
990812 | BAT_DEVON-1 | 115 | 101 | 1730 | 0 | 0 | 0 | 0 | 0 | 0 | 0.05631 | 0.05631 |  | 0 | 0
122586 | TOWANTIC C1 | 18 | 101 | 1733 | 248.66 | 0 | 248.66 | 248.66 | 0 | 0 | 0.05642 | 0.05642 |  | 0 | 0
122587 | TOWANTIC C2 | 18 | 101 | 1733 | 250.92 | 0 | 250.92 | 250.92 | 0 | 0 | 0.05642 | 0.05642 |  | 0 | 0
122588 | TOWANTIC ST | 18 | 101 | 1733 | 250.92 | 0 | 250.92 | 250.92 | 0 | 0 | 0.05642 | 0.05642 |  | 0 | 0
123643 | BRPT RESCO_G | 13.8 | 101 | 1803 | 59.65 | 0 | 59.65 | 59.65 | 0 | 0 | 0.05653 | 0.05653 |  | 0 | 0
123149 | SIKORSKY | 13.8 | 101 | 1804 | 0 | 0 | 0 | 0 | 0 | 0 | 0.05686 | 0.05686 |  | 0 | 0
123147 | DERBY DAM HY | 4.16 | 101 | 1804 | 0 | 0 | 0 | 0 | 0 | 0 | 0.05715 | 0.05715 |  | 0 | 0
993146 | NG_INDIAN ~1 | 13.8 | 101 | 1802 | 0 | 0 | 0 | 0 | 0 | 0 | 0.05715 | 0.05715 |  | 0 | 0
999389 | BAT_EAST D~1 | 345 | 101 | 1730 | 0 | 0 | 0 | 0 | 0 | 0 | 0.05821 | 0.05821 |  | 0 | 0
122625 | STEVENSON HY | 6.6 | 101 | 1733 | 21.67 | 0 | 21.67 | 21.67 | 0 | 0 | 0.05898 | 0.05898 |  | 0 | 0
123628 | BRPT HRBR 5C | 25 | 101 | 1803 | 315.72 | 0 | 315.72 | 315.72 | 0 | 0 | 0.05963 | 0.05963 |  | 0 | 0
123629 | BRPT HRBR 5S | 18 | 101 | 1803 | 168.58 | 0 | 168.58 | 168.58 | 0 | 0 | 0.05963 | 0.05963 |  | 0 | 0
123641 | BRPT EN 10ST | 16 | 101 | 1803 | 152.8 | 0 | 152.8 | 152.8 | 0 | 0 | 0.05963 | 0.05963 |  | 0 | 0
123644 | BRPT EN 11CT | 16 | 101 | 1803 | 165.6 | 0 | 165.6 | 165.6 | 0 | 0 | 0.05963 | 0.05963 |  | 0 | 0
123645 | BRPT EN 12CT | 16 | 101 | 1803 | 165.6 | 0 | 165.6 | 165.6 | 0 | 0 | 0.05963 | 0.05963 |  | 0 | 0
993626 | DFO NG_SIN~1 | 345 | 101 | 1810 | 0 | 0 | 0 | 0 | 0 | 0 | 0.05963 | 0.05963 |  | 0 | 0
122911 | WATERSIDE_G | 13.8 | 101 | 1753 | 0 | 0 | 0 | 0 | 0 | 0 | 0.06027 | 0.06027 |  | 0 | 0
122933 | COSCOB_GEN | 13.8 | 101 | 1753 | 0 | 0 | 0 | 0 | 0 | 0 | 0.06027 | 0.06027 |  | 0 | 0
122889 | GLENBROOK_S1 | 14.6 | 101 | 1752 | 0 | 0 | 0 | 0 | 0 | 0 | 0.06028 | 0.06028 |  | 0 | 0
122890 | GLENBROOK_S2 | 14.6 | 101 | 1752 | 0 | 0 | 0 | 0 | 0 | 0 | 0.06028 | 0.06028 |  | 0 | 0
122648 | BULLS BRIDGE | 1.15 | 101 | 1734 | 0 | 0 | 0 | 0 | 0 | 0 | 0.06169 | 0.06169 |  | 0 | 0
122657 | ROCKY RIVER | 13.8 | 101 | 1732 | 29.35 | 0 | 29.35 | 29.35 | 0 | 0 | 0.06169 | 0.06169 |  | 0 | 0
122660 | KIMB CLARK_G | 13.8 | 101 | 1734 | 12.02 | 0 | 12.02 | 12.02 | 0 | 0 | 0.06169 | 0.06169 |  | 0 | 0
991172 | SUN_ROCKY ~1 | 115 | 101 | 1730 | 0 | 0 | 0 | 0 | 0 | 0 | 0.06169 | 0.06169 |  | 0 | 0
122184 | TORRINGTON T | 13.8 | 101 | 1693 | 0 | 0 | 0 | 0 | 0 | 0 | 0.06359 | 0.06359 |  | 0 | 0
122196 | FALLS VILLGE | 6.6 | 101 | 1693 | 0 | 0 | 0 | 0 | 0 | 0 | 0.06359 | 0.06359 |  | 0 | 0
122690 | SHEPAUG HYD | 13.8 | 101 | 1734 | 42.95 | 0 | 42.95 | 42.95 | 0 | 0 | 0.06611 | 0.06611 |  | 0 | 0
122700 | STONY HIL_SC | 12.5 | 101 | 1733 | 0 | 0 | 0 | 0 | 0 | 0 | 0.06669 | 0.06669 |  | 0 | 0
116411 | NORTHFIELD 1 | 13.8 | 101 | 1373 | 292 | 0 | 292 | 292 | 0 | 0 | 0.11539 | -0.00877 |  | 0 | 0
116412 | NORTHFIELD 2 | 13.8 | 101 | 1373 | 292 | 0 | 292 | 292 | 0 | 0 | 0.11539 | -0.00877 |  | 0 | 0
911560 | NYNE_BWLN | 345 | 102 | 12 | 120.67 | 0 | 466.67 | 120.67 | 0 | 346 | 0.12512 | 0.12512 |  | 0 | 0
926260 | NYPA - CMR | 345 | 102 | 12 | 0 | 0 | 0 | 0 | 0 | 0 | 0.12512 | 0.12512 |  | 0 | 0
926261 | NYPA - VT | 345 | 102 | 12 | 0 | 0 | 0 | 0 | 0 | 0 | 0.12512 | 0.12512 |  | 0 | 0
102125 | S_WTRVL_D | 12 | 101 | 112 | 0 | 0 | 0 | 0 | 0 | 0 | 0.13809 | 0.13809 |  | 0 | 0
107326 | HG_CONVRTR_N | 120 | 101 | 703 | 0 | 0 | 0 | 0 | 0 | 0 | 0.13809 | 0.13809 |  | 0 | 0
108955 | BELDENS1 | 2.4 | 101 | 704 | 0 | 0 | 0 | 0 | 0 | 0 | 0.13809 | 0.13809 |  | 0 | 0
109049 | CARVER FALLS | 2.3 | 101 | 704 | 0 | 0 | 0 | 0 | 0 | 0 | 0.13809 | 0.13809 |  | 0 | 0
109077 | E PITTSFORD | 2.3 | 101 | 704 | 0 | 0 | 0 | 0 | 0 | 0 | 0.13809 | 0.13809 |  | 0 | 0
109092 | MIDDLESEX_G | 2.4 | 101 | 704 | 0 | 0 | 0 | 0 | 0 | 0 | 0.13809 | 0.13809 |  | 0 | 0
109101 | SALISBURY | 7.2 | 101 | 704 | 0 | 0 | 0 | 0 | 0 | 0 | 0.13809 | 0.13809 |  | 0 | 0
109105 | MIDDLEBURY_H | 6.44 | 101 | 704 | 0 | 0 | 0 | 0 | 0 | 0 | 0.13809 | 0.13809 |  | 0 | 0
109130 | SMITH FALLS | 4.16 | 101 | 704 | 0 | 0 | 0 | 0 | 0 | 0 | 0.13809 | 0.13809 |  | 0 | 0
109139 | DEWEY MILLS | 4.16 | 101 | 704 | 0 | 0 | 0 | 0 | 0 | 0 | 0.13809 | 0.13809 |  | 0 | 0
109143 | CAVENDISH_D2 | 12.5 | 101 | 704 | 0 | 0 | 0 | 0 | 0 | 0 | 0.13809 | 0.13809 |  | 0 | 0
109190 | GRANITE SC1 | 13.8 | 101 | 703 | 0 | 0 | 0 | 0 | 0 | 0 | 0.13809 | 0.13809 |  | 0 | 0
109200 | GRANITE SC2 | 13.8 | 101 | 703 | 0 | 0 | 0 | 0 | 0 | 0 | 0.13809 | 0.13809 |  | 0 | 0
109251 | GAGE | 2.4 | 101 | 704 | 0 | 0 | 0 | 0 | 0 | 0 | 0.13809 | 0.13809 |  | 0 | 0
111110 | PUTNAM 1 | 13.8 | 101 | 1012 | 0 | 0 | 0 | 0 | 0 | 0 | 0.13809 | 0.13809 |  | 0 | 0
114050 | MALDEN MLS_T | 23 | 101 | 1120 | 0 | 0 | 0 | 0 | 0 | 0 | 0.13809 | 0.13809 |  | 0 | 0
116569 | TILSON-1113 | 13.8 | 101 | 1372 | 0 | 0 | 0 | 0 | 0 | 0 | 0.13809 | 0.13809 |  | 0 | 0
121744 | UCONN COGEN | 13.8 | 101 | 1634 | 0 | 0 | 0 | 0 | 0 | 0 | 0.13809 | 0.13809 |  | 0 | 0
911531 | NYNE_GILB | 345 | 102 | 12 | 120.67 | 0 | 466.67 | 120.67 | 0 | 346 | 0.14404 | 0.14404 |  | 0 | 0
911554 | NYNE_OSWG | 345 | 102 | 12 | 120.67 | 0 | 466.67 | 120.67 | 0 | 346 | 0.15473 | 0.15473 |  | 0 | 0

## 137885 HOOSICK 107931 NE
****** Plant Redispatch calculator ******* !!!! Please - edit only columns 'Status' & 'Pnew' !!!!!***
Flows
NN | LFCaseName | Monitored Element | [5 empty] | Contingency | Limit | FlowInit | FlowRes | FlowChange | Loading
1 |  | 137885 HOOSICK 115 107931 NE_K6_NY 115 1 | [5 empty] | BF_NTHFLD_2T | 245 | 111.2 | 111.2 | 0 | 45.39%
Dispatch | [8 empty] | 0 |  |  |  | 0
Bus# | Bus Name | Volt | Area | Zone | Pgen or Pload | PMin Gen | PMax Gen | Pnew | Pdelta | Pavail | Dfax_1 | --- | Impact_1
998496 | SUN_E ARLN~1 | 46 | 101 | 822 | 0 | 0 | 0 | 0 | 0 | 0 | -0.3125 |  | 0
109403 | DRFLD EAST G | 0.69 | 101 | 704 | 0 | 0 | 0 | 0 | 0 | 0 | -0.26194 |  | 0
109404 | DRFLD WEST G | 0.69 | 101 | 704 | 0 | 0 | 0 | 0 | 0 | 0 | -0.26194 |  | 0
109296 | SEARS WIND_E | 12.5 | 101 | 704 | 0 | 0 | 0 | 0 | 0 | 0 | -0.24714 |  | 0
109297 | SEARS WIND_W | 12.5 | 101 | 704 | 0 | 0 | 0 | 0 | 0 | 0 | -0.24714 |  | 0
109517 | SEARS HYDRO | 2.4 | 101 | 1100 | 0 | 0 | 0 | 0 | 0 | 0 | -0.2325 |  | 0
108934 | STRATTON_SC1 | 13.8 | 101 | 704 | 0 | 0 | 0 | 0 | 0 | 0 | -0.19111 |  | 0
108938 | STRATTON_SC2 | 13.8 | 101 | 704 | 0 | 0 | 0 | 0 | 0 | 0 | -0.19111 |  | 0
109503 | HARRIMAN G3 | 6.9 | 101 | 1100 | 0 | 0 | 0 | 0 | 0 | 0 | -0.17463 |  | 0
113123 | HOOSAC CLR1 | 0.69 | 101 | 1100 | 0 | 0 | 0 | 0 | 0 | 0 | -0.15678 |  | 0
113125 | HOOSAC CLR2 | 0.69 | 101 | 1100 | 0 | 0 | 0 | 0 | 0 | 0 | -0.15678 |  | 0
113101 | DEERFIELD 5G | 13.8 | 101 | 1100 | 0 | 0 | 0 | 0 | 0 | 0 | -0.15534 |  | 0
113102 | FIFE BROOK | 13.8 | 101 | 1100 | 9.9 | 0 | 9.9 | 9.9 | 0 | 0 | -0.15534 |  | 0
993005 | SUN_ADAMS | 115 | 101 | 1100 | 0 | 0 | 0 | 0 | 0 | 0 | -0.14231 |  | 0
116627 | BERKSHRE WND | 0.57 | 101 | 1374 | 0 | 0 | 0 | 0 | 0 | 0 | -0.09222 |  | 0
996336 | SUN BAT_PA~2 | 115 | 101 | 1370 | 0 | 0 | 0 | 0 | 0 | 0 | -0.09222 |  | 0
996625 | SUN BAT_PA~1 | 23 | 101 | 1372 | 0 | 0 | 0 | 0 | 0 | 0 | -0.09222 |  | 0
116618 | ALTRESCO_C1 | 13.8 | 101 | 1373 | 33.65 | 0 | 33.65 | 33.65 | 0 | 0 | -0.08145 |  | 0
116619 | ALTRESCO_C2 | 13.8 | 101 | 1373 | 33.65 | 0 | 33.65 | 33.65 | 0 | 0 | -0.08145 |  | 0
116620 | ALTRESCO_C3 | 13.8 | 101 | 1373 | 31.45 | 0 | 33.65 | 31.45 | 0 | 2.2 | -0.08145 |  | 0
116621 | ALTRESCO_S4 | 13.8 | 101 | 1373 | 0 | 0 | 0 | 0 | 0 | 0 | -0.08145 |  | 0
116608 | DOREEN JET | 13.2 | 101 | 1374 | 0 | 0 | 0 | 0 | 0 | 0 | -0.0814 |  | 0
109504 | HARRIMAN G2 | 6.9 | 101 | 1100 | 13.71 | 0 | 13.71 | 13.71 | 0 | 0 | -0.07377 |  | 0
109505 | HARRIMAN G1 | 6.9 | 101 | 1100 | 13.71 | 0 | 13.71 | 13.71 | 0 | 0 | -0.07377 |  | 0
999312 | Strata_Ber~1 | 115 | 101 | 1370 | 0 | 0 | 0 | 0 | 0 | 0 | -0.0724 |  | 0
113104 | SHERMAN HYD | 2.4 | 101 | 1100 | 0 | 0 | 0 | 0 | 0 | 0 | -0.07201 |  | 0
116638 | WOODLAND JET | 13.2 | 101 | 1374 | 0 | 0 | 0 | 0 | 0 | 0 | -0.06909 |  | 0
113061 | PLEASANT-NEP | 23 | 101 | 1100 | 0 | 0 | 0 | 0 | 0 | 0 | -0.06181 |  | 0
996284 | SUN_CUMBER~1 | 115 | 101 | 1370 | 0 | 0 | 0 | 0 | 0 | 0 | -0.05431 |  | 0
116568 | TILSON-1044 | 13.8 | 101 | 1372 | 0 | 0 | 0 | 0 | 0 | 0 | -0.05211 |  | 0
116578 | TURNERS FALS | 2.4 | 101 | 1374 | 0 | 0 | 0 | 0 | 0 | 0 | -0.05211 |  | 0
116579 | CABOT HYDRO | 13.8 | 101 | 1373 | 64.66 | 0 | 64.66 | 64.66 | 0 | 0 | -0.05211 |  | 0
996270 | SUN BAT_TI~1 | 115 | 101 | 1370 | 0 | 0 | 0 | 0 | 0 | 0 | -0.05211 |  | 0
113011 | BAT_BarreB~1 | 115 | 101 | 1100 | 0 | 0 | 0 | 0 | 0 | 0 | -0.04551 |  | 0
113100 | DEERFIELD 4G | 2.4 | 101 | 1100 | 0 | 0 | 0 | 0 | 0 | 0 | -0.03934 |  | 0
113099 | DEERFIELD 3G | 2.4 | 101 | 1100 | 0 | 0 | 0 | 0 | 0 | 0 | -0.0382 |  | 0
113098 | DEERFIELD 2G | 2.4 | 101 | 1100 | 0 | 0 | 0 | 0 | 0 | 0 | -0.03679 |  | 0
113096 | BEARSWAMP 1 | 13.8 | 101 | 1100 | 331.5 | 0 | 331.5 | 331.5 | 0 | 0 | -0.03334 |  | 0
113097 | BEARSWAMP 2 | 13.8 | 101 | 1100 | 331.5 | 0 | 331.5 | 331.5 | 0 | 0 | -0.03334 |  | 0
993001 | SUN_BEAR S~1 | 230 | 101 | 1100 | 83.71 | 0 | 83.71 | 83.71 | 0 | 0 | -0.03334 |  | 0
116651 | INDIAN RIVER | 2.3 | 101 | 1334 | 0 | 0 | 0 | 0 | 0 | 0 | -0.03039 |  | 0
996364 | SUN_BLANDF~1 | 115 | 101 | 1330 | 0 | 0 | 0 | 0 | 0 | 0 | -0.03039 |  | 0
109529 | VERNON HYD A | 2.4 | 101 | 1100 | 0 | 0 | 0 | 0 | 0 | 0 | -0.02874 |  | 0
109530 | VERNON HYD B | 2.4 | 101 | 1100 | 0 | 0 | 0 | 0 | 0 | 0 | -0.02874 |  | 0
109531 | VERNON HY T1 | 13.8 | 101 | 1100 | 0 | 0 | 0 | 0 | 0 | 0 | -0.02874 |  | 0
109532 | VERNON HY T2 | 13.8 | 101 | 1100 | 0 | 0 | 0 | 0 | 0 | 0 | -0.02874 |  | 0
113082 | BARRE MA T1 | 13.8 | 101 | 1100 | 0 | 0 | 0 | 0 | 0 | 0 | -0.02839 |  | 0
993007 | BAT_BARRE ~1 | 115 | 101 | 1100 | 0 | 0 | 0 | 0 | 0 | 0 | -0.02839 |  | 0
113085 | WENDELL DEP | 13.8 | 101 | 1100 | 0 | 0 | 0 | 0 | 0 | 0 | -0.02787 |  | 0
993015 | SUN_WENDEL~1 | 115 | 101 | 1100 | 0 | 0 | 0 | 0 | 0 | 0 | -0.02787 |  | 0
993029 | SUN_SHUTES~1 | 69 | 101 | 1100 | 19.99 | 0 | 19.99 | 19.99 | 0 | 0 | -0.0258 |  | 0
113142 | SOLTERRA A | 0.48 | 101 | 1100 | 0 | 0 | 0 | 0 | 0 | 0 | -0.02138 |  | 0
113143 | SOLTERRA B | 0.42 | 101 | 1100 | 0 | 0 | 0 | 0 | 0 | 0 | -0.02138 |  | 0
993000 | SUN_TREASU~1 | 115 | 101 | 1100 | 0 | 0 | 0 | 0 | 0 | 0 | -0.02138 |  | 0
993034 | SUN_BELCHE~1 | 69 | 101 | 1100 | 17.93 | 0 | 17.93 | 17.93 | 0 | 0 | -0.01796 |  | 0
993038 | SUN_ROYALS~1 | 69 | 101 | 1100 | 2.5 | 0 | 2.5 | 2.5 | 0 | 0 | -0.01761 |  | 0
993342 | SUN_CRYSTA~1 | 69 | 101 | 1110 | 0 | 0 | 0 | 0 | 0 | 0 | -0.01602 |  | 0
113020 | DaymarkGe~42 | 115 | 101 | 1100 | 0 | 0 | 0 | 0 | 0 | 0 | -0.01419 |  | 0
993031 | SUN_WARE | 69 | 101 | 1100 | 60.61 | 0 | 85.08 | 60.61 | 0 | 24.47 | -0.01336 |  | 0
993037 | SUN_LASHAW~1 | 69 | 101 | 1100 | 18.09 | 0 | 26.15 | 18.09 | 0 | 8.06 | -0.01177 |  | 0
113889 | PRINCETON | 13.8 | 101 | 1208 | 0 | 0 | 0 | 0 | 0 | 0 | -0.01168 |  | 0
113138 | VUELTA_GEN | 0.38 | 101 | 1100 | 0 | 0 | 0 | 0 | 0 | 0 | -0.01131 |  | 0
113139 | OLD_WARDOUR | 0.38 | 101 | 1100 | 2.33 | 0 | 2.38 | 2.33 | 0 | 0.05 | -0.01131 |  | 0
993039 | SUN_MEADOW~2 | 69 | 101 | 1100 | 8.13 | 0 | 8.13 | 8.13 | 0 | 0 | -0.011 |  | 0
993054 | SUN_MEADOW~1 | 69 | 101 | 1100 | 13.6 | 0 | 13.6 | 13.6 | 0 | 0 | -0.011 |  | 0
997910 | SUN_VERNON~1 | 115 | 101 | 700 | 0 | 0 | 0 | 0 | 0 | 0 | -0.00945 |  | 0
994946 | SUN_VERNON~2 | 115 | 101 | 99 | 0 | 0 | 0 | 0 | 0 | 0 | -0.0083 |  | 0
994935 | SUN_CHESTN~1 | 115 | 101 | 680 | 0 | 0 | 0 | 0 | 0 | 0 | -0.00822 |  | 0
993285 | SUN_LITCHF~1 | 115 | 101 | 1110 | 0 | 0 | 0 | 0 | 0 | 0 | -0.00793 |  | 0
997010 | HVDC_COOLI~1 | 345 | 101 | 700 | 0 | 0 | 0 | 0 | 0 | 0 | -0.00785 |  | 0
993328 | SUN_EAST W~1 | 69 | 101 | 1110 | 9.93 | 0 | 9.93 | 9.93 | 0 | 0 | -0.00782 |  | 0
113877 | PINETREE PWR | 13.8 | 101 | 1206 | 0 | 0 | 0 | 0 | 0 | 0 | -0.00774 |  | 0
993282 | SUN_FLAGG ~1 | 115 | 101 | 1110 | 0 | 0 | 0 | 0 | 0 | 0 | -0.00774 |  | 0
993868 | WDS_FLAGG ~1 | 69 | 101 | 1206 | 0 | 0 | 0 | 0 | 0 | 0 | -0.00774 |  | 0
998476 | SUN_CARVER~1 | 46 | 101 | 802 | 0 | 0 | 0 | 0 | 0 | 0 | -0.00767 |  | 0
108949 | BELDENS | 4.16 | 101 | 704 | 0 | 0 | 0 | 0 | 0 | 0 | -0.00765 |  | 0
108951 | HUNTINGTON | 4.16 | 101 | 704 | 0 | 0 | 0 | 0 | 0 | 0 | -0.00765 |  | 0
108953 | PROCTOR HYD | 4.16 | 101 | 704 | 0 | 0 | 0 | 0 | 0 | 0 | -0.00764 |  | 0
109151 | COOL_PV_GEN | 0.6 | 101 | 703 | 0 | 0 | 0 | 0 | 0 | 0 | -0.00763 |  | 0
109051 | GLEN HYDRO | 13.2 | 101 | 704 | 0 | 0 | 0 | 0 | 0 | 0 | -0.00762 |  | 0
109079 | PATCH HYDRO | 2.3 | 101 | 704 | 0 | 0 | 0 | 0 | 0 | 0 | -0.00762 |  | 0
109053 | RUTLAND GT | 13.2 | 101 | 704 | 0 | 0 | 0 | 0 | 0 | 0 | -0.00761 |  | 0
109065 | RUT GT_D1_CR | 12.5 | 101 | 802 | 0 | 0 | 0 | 0 | 0 | 0 | -0.00761 |  | 0
113444 | QP698 | 0.48 | 101 | 1110 | 0 | 0 | 0 | 0 | 0 | 0 | -0.00758 |  | 0
993283 | SUN_E WINC~1 | 115 | 101 | 1110 | 0 | 0 | 0 | 0 | 0 | 0 | -0.00758 |  | 0
109107 | WEYBRDGE | 12.5 | 101 | 704 | 0 | 0 | 0 | 0 | 0 | 0 | -0.00749 |  | 0
108992 | VERGENNES GN | 2.4 | 101 | 704 | 0 | 0 | 0 | 0 | 0 | 0 | -0.00741 |  | 0
997790 | SUN_VERGEN~1 | 115 | 101 | 700 | 45.98 | 0 | 50 | 45.98 | 0 | 4.02 | -0.00741 |  | 0
113894 | STERLING T2 | 13.8 | 101 | 1210 | 0 | 0 | 0 | 0 | 0 | 0 | -0.00737 |  | 0
109103 | SILVERLAKE | 6.9 | 101 | 704 | 0 | 0 | 0 | 0 | 0 | 0 | -0.00734 |  | 0
108884 | BURLINGTN_GT | 13.8 | 101 | 704 | 0 | 0 | 0 | 0 | 0 | 0 | -0.00713 |  | 0
113378 | FITCH RD1 | 13.8 | 101 | 1110 | 0.95 | 0 | 0.95 | 0.95 | 0 | 0 | -0.00709 |  | 0
113379 | FITCH RD2 | 13.8 | 101 | 1110 | 0.95 | 0 | 0.95 | 0.95 | 0 | 0 | -0.00709 |  | 0
109550 | BELLOWS FALS | 6.9 | 101 | 400 | 0 | 0 | 0 | 0 | 0 | 0 | -0.00708 |  | 0
998940 | SUN_WESTMI~1 | 12.5 | 101 | 822 | 0 | 0 | 0 | 0 | 0 | 0 | -0.00708 |  | 0
113451 | CHINOOK_PV | 0.6 | 101 | 1110 | 0 | 0 | 0 | 0 | 0 | 0 | -0.00704 |  | 0
108893 | ASCUTNEY GT | 13.8 | 101 | 704 | 0 | 0 | 0 | 0 | 0 | 0 | -0.00703 |  | 0
994990 | SUN_FITZWI~1 | 115 | 101 | 680 | 0 | 0 | 0 | 0 | 0 | 0 | -0.00694 |  | 0
998265 | SUN_WINDSOR | 46 | 101 | 812 | 0 | 0 | 0 | 0 | 0 | 0 | -0.00694 |  | 0
108988 | ESSEX DIESLS | 2.4 | 101 | 704 | 0 | 0 | 0 | 0 | 0 | 0 | -0.00687 |  | 0
108990 | ESSEX HYDRO | 2.4 | 101 | 704 | 0 | 0 | 0 | 0 | 0 | 0 | -0.00687 |  | 0
108875 | BED_WINOOSKI | 13.8 | 101 | 704 | 0 | 0 | 0 | 0 | 0 | 0 | -0.00686 |  | 0
108891 | GORGE GT | 13.8 | 101 | 704 | 0 | 0 | 0 | 0 | 0 | 0 | -0.00686 |  | 0
108986 | GORGE_HYDRO | 4.16 | 101 | 704 | 0 | 0 | 0 | 0 | 0 | 0 | -0.00686 |  | 0
109160 | JC MCNEIL | 13.8 | 101 | 704 | 0 | 0 | 0 | 0 | 0 | 0 | -0.00686 |  | 0
113404 | WMI MILLBURY | 13.8 | 101 | 1110 | 40.94 | 0 | 40.94 | 40.94 | 0 | 0 | -0.00685 |  | 0
109141 | TAFTSVL_GEN | 12.5 | 101 | 704 | 0 | 0 | 0 | 0 | 0 | 0 | -0.00673 |  | 0
109140 | NO HARTLAND | 4.16 | 101 | 704 | 0 | 0 | 0 | 0 | 0 | 0 | -0.00669 |  | 0
109226 | PETERSON_GEN | 4 | 101 | 704 | 0 | 0 | 0 | 0 | 0 | 0 | -0.00668 |  | 0
109227 | CLARK FALLS | 2.4 | 101 | 704 | 0 | 0 | 0 | 0 | 0 | 0 | -0.00668 |  | 0
109229 | MILTON_G | 2.3 | 101 | 704 | 0 | 0 | 0 | 0 | 0 | 0 | -0.00668 |  | 0
106033 | SLAYTON HIL1 | 13.8 | 101 | 400 | 0 | 0 | 0 | 0 | 0 | 0 | -0.00667 |  | 0
108168 | GEORGIA MTN | 0.69 | 101 | 704 | 0 | 0 | 0 | 0 | 0 | 0 | -0.00667 |  | 0
109228 | FAIRFAX FALS | 2.3 | 101 | 704 | 0 | 0 | 0 | 0 | 0 | 0 | -0.00666 |  | 0
116413 | NORTHFIELD 3 | 13.8 | 101 | 1373 | 292 | 0 | 292 | 292 | 0 | 0 | -0.00659 |  | 0
116414 | NORTHFIELD 4 | 13.8 | 101 | 1373 | 292 | 0 | 292 | 292 | 0 | 0 | -0.00659 |  | 0
109573 | WILDER | 13.8 | 101 | 400 | 0 | 0 | 0 | 0 | 0 | 0 | -0.00656 |  | 0
107324 | HG_CONVRTR_S | 115 | 101 | 703 | 0 | 0 | 0 | 0 | 0 | 0 | -0.00655 |  | 0
108894 | SWANTON GT | 13.8 | 101 | 704 | 0 | 0 | 0 | 0 | 0 | 0 | -0.00655 |  | 0
109280 | SHELDON_G1 | 4.16 | 101 | 704 | 0 | 0 | 0 | 0 | 0 | 0 | -0.00655 |  | 0
109281 | SHELDON_G2 | 4.16 | 101 | 704 | 0 | 0 | 0 | 0 | 0 | 0 | -0.00655 |  | 0
109282 | SHELDON_G3 | 4.16 | 101 | 704 | 0 | 0 | 0 | 0 | 0 | 0 | -0.00655 |  | 0
911524 | HIGH_DGEN | 115 | 101 | 703 | 0 | 0 | 0 | 0 | 0 | 0 | -0.00655 |  | 0
109072 | BOLTON FALLS | 4.16 | 101 | 704 | 0 | 0 | 0 | 0 | 0 | 0 | -0.00639 |  | 0
105345 | HEMPHILL PWR | 13.8 | 101 | 564 | 17.5 | 0 | 17.5 | 17.5 | 0 | 0 | -0.00631 |  | 0
105350 | LEMP_STRING1 | 0.69 | 101 | 564 | 2.21 | 0 | 2.21 | 2.21 | 0 | 0 | -0.00631 |  | 0
105351 | LEMP_STRING2 | 0.69 | 101 | 564 | 2.21 | 0 | 2.21 | 2.21 | 0 | 0 | -0.00631 |  | 0
994451 | SUN_NORTH ~2 | 115 | 101 | 560 | 15 | 0 | 15 | 15 | 0 | 0 | -0.00631 |  | 0
109076 | LTTLE RIVER | 4.16 | 101 | 704 | 0 | 0 | 0 | 0 | 0 | 0 | -0.00629 |  | 0
109080 | MORETOWN | 4.16 | 101 | 704 | 0 | 0 | 0 | 0 | 0 | 0 | -0.00625 |  | 0
109321 | KCW_JAY_SC1 | 13.8 | 101 | 704 | 0 | 0 | 0 | 0 | 0 | 0 | -0.00616 |  | 0
108905 | KINGDOM_GEN | 0.65 | 101 | 704 | 12 | 0 | 12 | 12 | 0 | 0 | -0.00615 |  | 0
108895 | BERLIN VT_GT | 13.2 | 101 | 704 | 0 | 0 | 0 | 0 | 0 | 0 | -0.00612 |  | 0
996240 | AC_BUCK POND | 115 | 101 | 1330 | 0 | 0 | 0 | 0 | 0 | 0 | -0.00608 |  | 0
105731 | ANTRIM GSU | 0.69 | 101 | 684 | 0 | 0 | 0 | 0 | 0 | 0 | -0.00607 |  | 0
994895 | WND_TUTTLE~1 | 115 | 101 | 680 | 28.4 | 0 | 28.4 | 28.4 | 0 | 0 | -0.00607 |  | 0
109234 | COVENTRY_GEN | 4.16 | 101 | 704 | 0 | 0 | 0 | 0 | 0 | 0 | -0.00606 |  | 0
993036 | SUN_WILBRA~1 | 69 | 101 | 1100 | 9.7 | 0 | 9.7 | 9.7 | 0 | 0 | -0.00606 |  | 0
993047 | SUN_E.LONG~1 | 69 | 101 | 1100 | 8.99 | 0 | 8.99 | 8.99 | 0 | 0 | -0.00606 |  | 0
109277 | NEWPORT HY | 4.16 | 101 | 704 | 0 | 0 | 0 | 0 | 0 | 0 | -0.00604 |  | 0
113907 | SHREWSBRY | 69 | 101 | 1214 | 0 | 0 | 0 | 0 | 0 | 0 | -0.00601 |  | 0
997560 | SUN_BARRE | 115 | 101 | 700 | 25.58 | 0 | 25.58 | 25.58 | 0 | 0 | -0.00599 |  | 0
109104 | MARSHFIELD | 4.16 | 101 | 704 | 0 | 0 | 0 | 0 | 0 | 0 | -0.00597 |  | 0
108898 | SHEFLD CLR-N | 0.69 | 101 | 704 | 0 | 0 | 0 | 0 | 0 | 0 | -0.00578 |  | 0
108899 | SHEFLD CLR-S | 0.69 | 101 | 704 | 0 | 0 | 0 | 0 | 0 | 0 | -0.00578 |  | 0
109102 | WDANVILLE HY | 7.2 | 101 | 704 | 0 | 0 | 0 | 0 | 0 | 0 | -0.00578 |  | 0
105726 | JACKMAN HYD | 2.4 | 101 | 684 | 3.6 | 0 | 3.6 | 3.6 | 0 | 0 | -0.00575 |  | 0
106048 | MCINDOES FLS | 2.4 | 101 | 400 | 0 | 0 | 0 | 0 | 0 | 0 | -0.00559 |  | 0
109070 | DODGE FALLS | 4.25 | 101 | 704 | 0 | 0 | 0 | 0 | 0 | 0 | -0.00559 |  | 0
109106 | BARNET_D | 2.4 | 101 | 704 | 0 | 0 | 0 | 0 | 0 | 0 | -0.00559 |  | 0
109131 | BATH | 2.4 | 101 | 704 | 0 | 0 | 0 | 0 | 0 | 0 | -0.00559 |  | 0
109170 | RYEGATE WOOD | 13.8 | 101 | 704 | 19 | 0 | 19 | 19 | 0 | 0 | -0.00559 |  | 0
113926 | CHERRYST DSL | 4.16 | 101 | 1220 | 16.8 | 0 | 16.8 | 16.8 | 0 | 0 | -0.00559 |  | 0
109248 | EAST BARNET | 4 | 101 | 704 | 0 | 0 | 0 | 0 | 0 | 0 | -0.00552 |  | 0
109252 | PASSUMPSIC | 2.4 | 101 | 704 | 0 | 0 | 0 | 0 | 0 | 0 | -0.00552 |  | 0
109253 | ARNOLD FALLS | 2.3 | 101 | 704 | 0 | 0 | 0 | 0 | 0 | 0 | -0.00552 |  | 0
109254 | PIERCE MILLS | 2.3 | 101 | 704 | 0 | 0 | 0 | 0 | 0 | 0 | -0.00552 |  | 0
113341 | OAKDALE_A53 | 69 | 101 | 1110 | 0 | 0 | 0 | 0 | 0 | 0 | -0.00544 |  | 0
105110 | GRANITE DVAR | 0.48 | 101 | 524 | 0 | 0 | 0 | 0 | 0 | 0 | -0.0054 |  | 0
105113 | GRANITE_DIX | 1 | 101 | 524 | 6.34 | 0 | 6.34 | 6.34 | 0 | 0 | -0.0054 |  | 0
105117 | GW_FSH_AG 9A | 1 | 101 | 524 | 8.15 | 0 | 8.15 | 8.15 | 0 | 0 | -0.0054 |  | 0
105120 | GW_FSH_T33L | 1 | 101 | 524 | 0.91 | 0 | 0.91 | 0.91 | 0 | 0 | -0.0054 |  | 0
105123 | GW_FSH_T31L | 1 | 101 | 524 | 0.91 | 0 | 0.91 | 0.91 | 0 | 0 | -0.0054 |  | 0
105125 | GW_FSH_T32L | 1 | 101 | 524 | 0.91 | 0 | 0.91 | 0.91 | 0 | 0 | -0.0054 |  | 0
105128 | GRAN OWLAG | 1 | 101 | 524 | 4.53 | 0 | 4.53 | 4.53 | 0 | 0 | -0.0054 |  | 0
105132 | GW_OWL_T16L | 1 | 101 | 524 | 0.91 | 0 | 0.91 | 0.91 | 0 | 0 | -0.0054 |  | 0
105135 | GW_OWL_T15L | 1 | 101 | 524 | 0.91 | 0 | 0.91 | 0.91 | 0 | 0 | -0.0054 |  | 0
105138 | GW_OWL_T14L | 1 | 101 | 524 | 0.91 | 0 | 0.91 | 0.91 | 0 | 0 | -0.0054 |  | 0
105140 | GW_OWL_T13L | 1 | 101 | 524 | 0.91 | 0 | 0.91 | 0.91 | 0 | 0 | -0.0054 |  | 0
105143 | GW_OWL_T12L | 1 | 101 | 524 | 0.91 | 0 | 0.91 | 0.91 | 0 | 0 | -0.0054 |  | 0
105145 | GW_OWL_T11L | 1 | 101 | 524 | 0.91 | 0 | 0.91 | 0.91 | 0 | 0 | -0.0054 |  | 0
105147 | GW_OWL_T10L | 1 | 101 | 524 | 0.91 | 0 | 0.91 | 0.91 | 0 | 0 | -0.0054 |  | 0
105149 | GW_OWL_T09L | 1 | 101 | 524 | 0.91 | 0 | 0.91 | 0.91 | 0 | 0 | -0.0054 |  | 0
105151 | GW_OWL_T08L | 1 | 101 | 524 | 0.91 | 0 | 0.91 | 0.91 | 0 | 0 | -0.0054 |  | 0
105152 | SMITH HYDRO | 6.6 | 101 | 523 | 17.6 | 0 | 17.6 | 17.6 | 0 | 0 | -0.0054 |  | 0
105180 | PONTOOK HYD | 4.16 | 101 | 524 | 9.6 | 0 | 9.6 | 9.6 | 0 | 0 | -0.0054 |  | 0
105188 | BURGESS GEN | 13.8 | 101 | 523 | 65.38 | 0 | 65.38 | 65.38 | 0 | 0 | -0.0054 |  | 0
105193 | GLAKES BERLN | 23 | 101 | 524 | 25 | 0 | 25 | 25 | 0 | 0 | -0.0054 |  | 0
105194 | GORHAM HYDRO | 2.3 | 101 | 524 | 2.05 | 0 | 2.05 | 2.05 | 0 | 0 | -0.0054 |  | 0
105197 | JERICHO | 0.69 | 101 | 523 | 2.5 | 0 | 2.5 | 2.5 | 0 | 0 | -0.0054 |  | 0
105206 | LOST NATION | 13.2 | 101 | 524 | 14.1 | 0 | 14.1 | 14.1 | 0 | 0 | -0.0054 |  | 0
105219 | BETHLEHEM | 13.8 | 101 | 524 | 15.75 | 0 | 15.75 | 15.75 | 0 | 0 | -0.0054 |  | 0
105221 | WHITEFLD P&L | 13.8 | 101 | 524 | 18 | 0 | 18 | 18 | 0 | 0 | -0.0054 |  | 0
994210 | SUN_PARIS | 115 | 101 | 520 | 45 | 0 | 45 | 45 | 0 | 0 | -0.0054 |  | 0
994220 | WAT BAT_BE~1 | 115 | 101 | 520 | 15 | 0 | 15 | 15 | 0 | 0 | -0.0054 |  | 0
994231 | SUNBAT_Ber~1 | 115 | 101 | 520 | 113.01 | 0 | 113.01 | 113.01 | 0 | 0 | -0.0054 |  | 0
994264 | SUN_LITTLE~1 | 115 | 101 | 560 | 27 | 0 | 27 | 27 | 0 | 0 | -0.0054 |  | 0
106044 | MOORE G1 | 13.8 | 101 | 400 | 51.82 | 0 | 51.82 | 51.82 | 0 | 0 | -0.00539 |  | 0
106046 | MOORE G3 | 13.8 | 101 | 400 | 47.27 | 0 | 47.27 | 47.27 | 0 | 0 | -0.00538 |  | 0
106045 | MOORE G2 | 13.8 | 101 | 400 | 47.27 | 0 | 47.27 | 47.27 | 0 | 0 | -0.00536 |  | 0
106047 | MOORE G4 | 13.8 | 101 | 400 | 47.27 | 0 | 47.27 | 47.27 | 0 | 0 | -0.00536 |  | 0
996009 | WAT_MOORE ~1 | 230 | 101 | 400 | 4.6 | 0 | 4.6 | 4.6 | 0 | 0 | -0.00536 |  | 0
106040 | COMERFORD G1 | 13.8 | 101 | 400 | 32.24 | 0 | 32.24 | 32.24 | 0 | 0 | -0.00535 |  | 0
106041 | COMERFORD G2 | 13.8 | 101 | 400 | 44.63 | 0 | 44.63 | 44.63 | 0 | 0 | -0.00535 |  | 0
106042 | COMERFORD G3 | 13.8 | 101 | 400 | 44.63 | 0 | 44.63 | 44.63 | 0 | 0 | -0.00535 |  | 0
106043 | COMERFORD G4 | 13.8 | 101 | 400 | 44.63 | 0 | 44.63 | 44.63 | 0 | 0 | -0.00535 |  | 0
996003 | SUN_COMERF~1 | 230 | 101 | 400 | 76.25 | 0 | 76.25 | 76.25 | 0 | 0 | -0.00535 |  | 0
105271 | WHITELAKE_JT | 13.8 | 101 | 564 | 18.1 | 0 | 18.1 | 18.1 | 0 | 0 | -0.00534 |  | 0
105276 | TAMWORTH GEN | 13.8 | 101 | 564 | 21.15 | 0 | 21.15 | 21.15 | 0 | 0 | -0.00534 |  | 0
105288 | GROTON G1 | 0.69 | 101 | 564 | 4.88 | 0 | 4.88 | 4.88 | 0 | 0 | -0.00533 |  | 0
105290 | GROTON G2 | 0.69 | 101 | 564 | 4.88 | 0 | 4.88 | 4.88 | 0 | 0 | -0.00533 |  | 0
105291 | GROTON DVAR | 0.48 | 101 | 564 | 0 | 0 | 0 | 0 | 0 | 0 | -0.00533 |  | 0
116556 | COBBLE MT_G | 6.9 | 101 | 1333 | 19.96 | 0 | 19.96 | 19.96 | 0 | 0 | -0.00533 |  | 0
105297 | BRIDGEWATER | 13.8 | 101 | 564 | 15.75 | 0 | 15.75 | 15.75 | 0 | 0 | -0.00532 |  | 0
105310 | ALEXANDRIA_G | 13.8 | 101 | 564 | 16.5 | 0 | 16.5 | 16.5 | 0 | 0 | -0.00531 |  | 0
105317 | AYERS ISLAND | 2.3 | 101 | 564 | 9.08 | 0 | 9.08 | 9.08 | 0 | 0 | -0.00531 |  | 0
105324 | EASTMAN FALS | 2.4 | 101 | 564 | 6.47 | 0 | 6.47 | 6.47 | 0 | 0 | -0.00529 |  | 0
105334 | LACONIA | 34.5 | 101 | 562 | 0.89 | 0 | 0.89 | 0.89 | 0 | 0 | -0.00529 |  | 0
994418 | SUN_WEBSTER | 115 | 101 | 560 | 19.9 | 0 | 19.9 | 19.9 | 0 | 0 | -0.00529 |  | 0
105357 | FARMWOOD_SC1 | 12.5 | 101 | 563 | 0 | 0 | 0 | 0 | 0 | 0 | -0.00501 |  | 0
105358 | FARMWOOD_SC2 | 12.5 | 101 | 563 | 0 | 0 | 0 | 0 | 0 | 0 | -0.00501 |  | 0
105362 | WES CONCORD | 4.16 | 101 | 644 | 13 | 0 | 13 | 13 | 0 | 0 | -0.00501 |  | 0
105374 | GARVINS HYD | 11 | 101 | 644 | 7.66 | 0 | 7.66 | 7.66 | 0 | 0 | -0.00479 |  | 0
105375 | HOOKSET HYD | 11 | 101 | 644 | 7.15 | 0 | 7.15 | 7.15 | 0 | 0 | -0.00479 |  | 0
105385 | MERRIMACK_G1 | 14.4 | 101 | 643 | 112.5 | 0 | 112.5 | 112.5 | 0 | 0 | -0.00479 |  | 0
105386 | MERRIMACK_G2 | 24 | 101 | 643 | 335.49 | 0 | 335.49 | 335.49 | 0 | 0 | -0.00479 |  | 0
105387 | MERRIMACK_CT | 13.8 | 101 | 643 | 35.4 | 0 | 35.4 | 35.4 | 0 | 0 | -0.00479 |  | 0
994484 | SUN_GARVINS | 115 | 101 | 640 | 17.5 | 0 | 17.5 | 17.5 | 0 | 0 | -0.00479 |  | 0
105700 | AMOSKEAG N. | 2.3 | 101 | 644 | 8.75 | 0 | 8.75 | 8.75 | 0 | 0 | -0.00478 |  | 0
105701 | AMOSKEAG S. | 2.3 | 101 | 644 | 8.75 | 0 | 8.75 | 8.75 | 0 | 0 | -0.00478 |  | 0
994502 | WND_PINE H~1 | 115 | 101 | 640 | 4.98 | 0 | 4.98 | 4.98 | 0 | 0 | -0.00466 |  | 0
995034 | SUN_S-MILF~1 | 115 | 101 | 640 | 16 | 0 | 16 | 16 | 0 | 0 | -0.00466 |  | 0
113429 | FRENCH_B1 | 0.48 | 101 | 1110 | 0 | 0 | 0 | 0 | 0 | 0 | -0.00456 |  | 0
113431 | FRENCH_A1 | 0.48 | 101 | 1110 | 0 | 0 | 0 | 0 | 0 | 0 | -0.00456 |  | 0
113432 | FRENCH_A2 | 0.48 | 101 | 1110 | 0 | 0 | 0 | 0 | 0 | 0 | -0.00456 |  | 0
993287 | SUN_NORTH ~1 | 115 | 101 | 1110 | 0 | 0 | 0 | 0 | 0 | 0 | -0.00456 |  | 0
106056 | GRANITE RDG1 | 16 | 101 | 400 | 223.08 | 0 | 223.08 | 223.08 | 0 | 0 | -0.0045 |  | 0
105633 | GRANITE R ST | 16 | 101 | 643 | 231.83 | 0 | 231.83 | 231.83 | 0 | 0 | -0.00447 |  | 0
105882 | MINES FALLS | 34.5 | 101 | 644 | 0.83 | 0 | 0.83 | 0.83 | 0 | 0 | -0.00445 |  | 0
106057 | GRANITE RDG2 | 16 | 101 | 400 | 223.08 | 0 | 223.08 | 223.08 | 0 | 0 | -0.00444 |  | 0
105415 | ROCH LANDFIL | 4.16 | 101 | 604 | 4.98 | 0 | 4.98 | 4.98 | 0 | 0 | -0.00439 |  | 0
994517 | SUN_EASTPORT | 115 | 101 | 600 | 38 | 0 | 38 | 38 | 0 | 0 | -0.00439 |  | 0
994704 | SUN_BRENTW~1 | 115 | 101 | 600 | 10 | 0 | 10 | 10 | 0 | 0 | -0.00438 |  | 0
105450 | SCHILLER_G4 | 13.8 | 101 | 603 | 47.5 | 0 | 47.5 | 47.5 | 0 | 0 | -0.00437 |  | 0
105451 | SCHILLER_G5 | 13.8 | 101 | 603 | 49.6 | 0 | 49.6 | 49.6 | 0 | 0 | -0.00437 |  | 0
105452 | SCHILLER_G6 | 13.8 | 101 | 603 | 48 | 0 | 48 | 48 | 0 | 0 | -0.00437 |  | 0
105454 | SCHILLER JET | 13.8 | 101 | 604 | 17.62 | 0 | 17.62 | 17.62 | 0 | 0 | -0.00437 |  | 0
100351 | KIBBY STRNG1 | 1 | 101 | 144 | 6.03 | 0 | 6.03 | 6.03 | 0 | 0 | -0.00431 |  | 0
100352 | KIBBY STRNG2 | 1 | 101 | 144 | 0 | 0 | 0 | 0 | 0 | 0 | -0.00431 |  | 0
100353 | KIBBY STRNG3 | 1 | 101 | 144 | 6.03 | 0 | 6.03 | 6.03 | 0 | 0 | -0.00431 |  | 0
100354 | KIBBY STRNG4 | 1 | 101 | 144 | 4.17 | 0 | 4.17 | 4.17 | 0 | 0 | -0.00431 |  | 0
100355 | KIBBY W DVAR | 34.5 | 101 | 144 | 0 | 0 | 0 | 0 | 0 | 0 | -0.00431 |  | 0
100356 | HARRIS HY T1 | 13.8 | 101 | 113 | 17 | 0 | 17 | 17 | 0 | 0 | -0.00431 |  | 0
100357 | HARRIS HY T2 | 13.8 | 101 | 113 | 0 | 0 | 0 | 0 | 0 | 0 | -0.00431 |  | 0
100358 | HARRIS HY T3 | 13.8 | 101 | 113 | 0 | 0 | 0 | 0 | 0 | 0 | -0.00431 |  | 0
100359 | VERJAY RILEY | 2.4 | 101 | 114 | 6.6 | 0 | 6.6 | 6.6 | 0 | 0 | -0.00431 |  | 0
100360 | WYMAN HYD#1 | 13.8 | 101 | 113 | 29.01 | 0 | 29.01 | 29.01 | 0 | 0 | -0.00431 |  | 0
100361 | WYMAN HYD#2 | 13.8 | 101 | 113 | 29.9 | 0 | 29.9 | 29.9 | 0 | 0 | -0.00431 |  | 0
100362 | WYMAN HYD#3 | 13.8 | 101 | 113 | 0 | 0 | 0 | 0 | 0 | 0 | -0.00431 |  | 0
100363 | WILLIAMS #1 | 6.9 | 101 | 113 | 8.22 | 0 | 8.22 | 8.22 | 0 | 0 | -0.00431 |  | 0
100364 | WILLIAMS #2 | 6.9 | 101 | 113 | 0 | 0 | 0 | 0 | 0 | 0 | -0.00431 |  | 0
100370 | AEI LIVERMRE | 13.8 | 101 | 113 | 35.3 | 0 | 35.3 | 35.3 | 0 | 0 | -0.00431 |  | 0
100372 | SEA STRATTON | 13.8 | 101 | 113 | 0 | 0 | 0 | 0 | 0 | 0 | -0.00431 |  | 0
100377 | VERSOCOGEN#1 | 13.8 | 101 | 113 | 0 | 0 | 0 | 0 | 0 | 0 | -0.00431 |  | 0
100378 | VERSOCOGEN#2 | 13.8 | 101 | 113 | 44.64 | 0 | 45.17 | 44.64 | 0 | 0.53 | -0.00431 |  | 0
100379 | VERSOCOGEN#3 | 13.8 | 101 | 113 | 44.1 | 0 | 44.1 | 44.1 | 0 | 0 | -0.00431 |  | 0
100381 | RUMFORD PA C | 18 | 101 | 113 | 160.06 | 0 | 160.06 | 160.06 | 0 | 0 | -0.00431 |  | 0
100382 | RUMFORD PA S | 13.8 | 101 | 113 | 84.88 | 0 | 84.88 | 84.88 | 0 | 0 | -0.00431 |  | 0
100389 | BUCKSPORT G4 | 18 | 101 | 113 | 160.3 | 0 | 160.3 | 160.3 | 0 | 0 | -0.00431 |  | 0
100398 | RUMF FLS LH1 | 11.5 | 101 | 114 | 6.77 | 0 | 6.77 | 6.77 | 0 | 0 | -0.00431 |  | 0
100399 | RUMF FLS LH2 | 11.5 | 101 | 114 | 6.77 | 0 | 6.77 | 6.77 | 0 | 0 | -0.00431 |  | 0
100410 | HYD KENNEBEC | 4.16 | 101 | 113 | 7.83 | 0 | 7.83 | 7.83 | 0 | 0 | -0.00431 |  | 0
100411 | RUMF FLS UH4 | 4.16 | 101 | 114 | 0 | 0 | 0 | 0 | 0 | 0 | -0.00431 |  | 0
100412 | RUMF FLS UH2 | 11.5 | 101 | 114 | 15.45 | 0 | 15.45 | 15.45 | 0 | 0 | -0.00431 |  | 0
100413 | RUMF FLS UH1 | 11.5 | 101 | 114 | 7.2 | 0 | 7.2 | 7.2 | 0 | 0 | -0.00431 |  | 0
100416 | NEWPAGE BUS3 | 13.8 | 101 | 112 | 10 | 0 | 10 | 10 | 0 | 0 | -0.00431 |  | 0
100420 | VERSO JAY A | 13.8 | 101 | 112 | 34.5 | 0 | 34.5 | 34.5 | 0 | 0 | -0.00431 |  | 0
100421 | VERSO JAY B | 13.8 | 101 | 112 | 34.5 | 0 | 34.5 | 34.5 | 0 | 0 | -0.00431 |  | 0
100422 | SAPPI SMSTG1 | 13.8 | 101 | 114 | 0 | 0 | 0 | 0 | 0 | 0 | -0.00431 |  | 0
100423 | SAPPI SMSTG2 | 13.8 | 101 | 114 | 60 | 0 | 60 | 60 | 0 | 0 | -0.00431 |  | 0
100425 | NEWPAGE COGN | 13.8 | 101 | 113 | 119 | 1 | 119 | 119 | 0 | 0 | -0.00431 |  | 0
100427 | VERJAY LVRHY | 2.3 | 101 | 114 | 6 | 0 | 6 | 6 | 0 | 0 | -0.00431 |  | 0
100428 | VERJAY JAYHY | 4.16 | 101 | 114 | 3 | 0 | 3 | 3 | 0 | 0 | -0.00431 |  | 0
100431 | VERJAY OTIS | 4.16 | 101 | 114 | 10.4 | 0 | 10.4 | 10.4 | 0 | 0 | -0.00431 |  | 0
100432 | VERSO JAY C | 13.8 | 101 | 112 | 39.6 | 0 | 39.6 | 39.6 | 0 | 0 | -0.00431 |  | 0
100448 | BONNY EAGLE | 2.4 | 101 | 114 | 0 | 0 | 0 | 0 | 0 | 0 | -0.00431 |  | 0
100449 | HIRAM HYDRO | 2.4 | 101 | 114 | 11.6 | 0 | 11.6 | 11.6 | 0 | 0 | -0.00431 |  | 0
100450 | ATHENS | 13.8 | 101 | 112 | 0 | 0 | 0 | 0 | 0 | 0 | -0.00431 |  | 0
100460 | MONTY HYDRO | 12 | 101 | 114 | 28 | 0 | 28 | 28 | 0 | 0 | -0.00431 |  | 0
100461 | HARRIS HYD4 | 2.4 | 101 | 114 | 0 | 0 | 0 | 0 | 0 | 0 | -0.00431 |  | 0
100462 | DEER RIPS | 13.2 | 101 | 114 | 9.2 | 0 | 9.2 | 9.2 | 0 | 0 | -0.00431 |  | 0
100463 | SKELTON HYD2 | 6.9 | 101 | 114 | 0 | 0 | 0 | 0 | 0 | 0 | -0.00431 |  | 0
100468 | WESTON HYDRO | 7.2 | 101 | 114 | 0 | 0 | 0 | 0 | 0 | 0 | -0.00431 |  | 0
100469 | MILLER HYDRO | 4.16 | 101 | 114 | 19.4 | 0 | 19.4 | 19.4 | 0 | 0 | -0.00431 |  | 0
100470 | PEJEPSCOT | 4.16 | 101 | 114 | 10.21 | 0 | 10.21 | 10.21 | 0 | 0 | -0.00431 |  | 0
100471 | BRUNSWICK | 13.2 | 101 | 114 | 20.2 | 0 | 20.2 | 20.2 | 0 | 0 | -0.00431 |  | 0
100473 | SKELTON HYD1 | 6.9 | 101 | 114 | 0 | 0 | 0 | 0 | 0 | 0 | -0.00431 |  | 0
100474 | CATRACT EAST | 11.5 | 101 | 114 | 8.9 | 0 | 8.9 | 8.9 | 0 | 0 | -0.00431 |  | 0
100476 | BAR MILLS HY | 2.4 | 101 | 114 | 0 | 0 | 0 | 0 | 0 | 0 | -0.00431 |  | 0
100477 | SHAWMUT G1-3 | 2.4 | 101 | 114 | 0 | 0 | 0 | 0 | 0 | 0 | -0.00431 |  | 0
100478 | SHAWMUT G4-6 | 2.4 | 101 | 114 | 0 | 0 | 0 | 0 | 0 | 0 | -0.00431 |  | 0
100479 | LOCKWOOD HYD | 4 | 101 | 114 | 0 | 0 | 0 | 0 | 0 | 0 | -0.00431 |  | 0
100480 | SHAWMUT G7-8 | 4 | 101 | 114 | 0 | 0 | 0 | 0 | 0 | 0 | -0.00431 |  | 0
100481 | W BUXTON HYD | 2.3 | 101 | 114 | 0 | 0 | 0 | 0 | 0 | 0 | -0.00431 |  | 0
100483 | AZISCOHOS HY | 4.16 | 101 | 114 | 6.8 | 0 | 6.8 | 6.8 | 0 | 0 | -0.00431 |  | 0
100484 | SANFORD | 34.5 | 101 | 112 | 0 | 0 | 0 | 0 | 0 | 0 | -0.00431 |  | 0
100485 | GULF ISL G1 | 13.2 | 101 | 114 | 6.14 | 0 | 6.14 | 6.14 | 0 | 0 | -0.00431 |  | 0
100486 | GULF ISL G2 | 13.2 | 101 | 114 | 0 | 0 | 0 | 0 | 0 | 0 | -0.00431 |  | 0
100487 | GULF ISL G3 | 13.2 | 101 | 114 | 0 | 0 | 0 | 0 | 0 | 0 | -0.00431 |  | 0
100562 | ROXWIND_WTG | 0.69 | 101 | 114 | 0 | 0 | 0 | 0 | 0 | 0 | -0.00431 |  | 0
100688 | MADP ANSONHY | 4.16 | 101 | 134 | 7.01 | 0 | 7.01 | 7.01 | 0 | 0 | -0.00431 |  | 0
100689 | MADP ABNKI 5 | 4.16 | 101 | 134 | 0 | 0 | 0 | 0 | 0 | 0 | -0.00431 |  | 0
100690 | MADP ABNKI 6 | 4.2 | 101 | 134 | 0 | 0 | 0 | 0 | 0 | 0 | -0.00431 |  | 0
100707 | RCRDHL STR1 | 0.69 | 101 | 114 | 6.8 | 0 | 6.8 | 6.8 | 0 | 0 | -0.00431 |  | 0
100708 | RCRDHL STR2 | 0.69 | 101 | 114 | 6.8 | 0 | 6.8 | 6.8 | 0 | 0 | -0.00431 |  | 0
100716 | CANTON | 6 | 101 | 114 | 0 | 0 | 0 | 0 | 0 | 0 | -0.00431 |  | 0
100721 | SPRUCEMT WND | 0.69 | 101 | 114 | 0 | 0 | 0 | 0 | 0 | 0 | -0.00431 |  | 0
100724 | SADLBCK_G | 6 | 101 | 114 | 3.75 | 0 | 3.75 | 3.75 | 0 | 0 | -0.00431 |  | 0
100735 | BINGHAM G1 | 0.65 | 101 | 113 | 0 | 0 | 0 | 0 | 0 | 0 | -0.00431 |  | 0
100736 | BINGHAM G2 | 0.65 | 101 | 113 | 4.98 | 0 | 4.98 | 4.98 | 0 | 0 | -0.00431 |  | 0
100737 | BINGHAM G3 | 0.65 | 101 | 113 | 6.09 | 0 | 6.09 | 6.09 | 0 | 0 | -0.00431 |  | 0
100738 | BINGHAM G4 | 0.65 | 101 | 113 | 5.53 | 0 | 5.53 | 5.53 | 0 | 0 | -0.00431 |  | 0
100739 | BINGHAM G5 | 0.65 | 101 | 113 | 8.3 | 0 | 8.3 | 8.3 | 0 | 0 | -0.00431 |  | 0
100749 | BINGHAM S1 | 12.5 | 101 | 113 | 0 | 0 | 0 | 0 | 0 | 0 | -0.00431 |  | 0
100758 | SANFORD G1 | 0.6 | 101 | 113 | 0 | 0 | 0 | 0 | 0 | 0 | -0.00431 |  | 0
100777 | PITTFD_GEN | 0.4 | 101 | 113 | 0 | 0 | 0 | 0 | 0 | 0 | -0.00431 |  | 0
100851 | ANDOVER | 12 | 101 | 112 | 0 | 0 | 0 | 0 | 0 | 0 | -0.00431 |  | 0
100870 | FRMSLR_AGG | 0.6 | 101 | 113 | 0 | 0 | 0 | 0 | 0 | 0 | -0.00431 |  | 0
101062 | RICE RIPS | 34.5 | 101 | 112 | 0 | 0 | 0 | 0 | 0 | 0 | -0.00431 |  | 0
102101 | PITTSFIELD_H | 4 | 101 | 112 | 0 | 0 | 0 | 0 | 0 | 0 | -0.00431 |  | 0
102195 | MECH FLS HYD | 34.5 | 101 | 112 | 0 | 0 | 0 | 0 | 0 | 0 | -0.00431 |  | 0
103050 | STSN_CL1 AGG | 0.57 | 101 | 363 | 0 | 0 | 0 | 0 | 0 | 0 | -0.00431 |  | 0
103051 | STSN_CL2 AGG | 0.57 | 101 | 363 | 0 | 0 | 0 | 0 | 0 | 0 | -0.00431 |  | 0
103052 | STSN_CL3 AGG | 0.57 | 101 | 363 | 0 | 0 | 0 | 0 | 0 | 0 | -0.00431 |  | 0
103060 | MIS G1 | 18 | 101 | 353 | 0 | 0 | 0 | 0 | 0 | 0 | -0.00431 |  | 0
103061 | MIS G2 | 18 | 101 | 353 | 115.24 | 0 | 157.84 | 115.24 | 0 | 42.6 | -0.00431 |  | 0
103062 | MIS ST | 18 | 101 | 353 | 176.98 | 0 | 176.98 | 176.98 | 0 | 0 | -0.00431 |  | 0
103066 | PERC | 13.8 | 101 | 353 | 21.76 | 0 | 21.76 | 21.76 | 0 | 0 | -0.00431 |  | 0
103067 | INDECK 5GT | 12.5 | 101 | 353 | 0 | 0 | 0 | 0 | 0 | 0 | -0.00431 |  | 0
103069 | WEST ENFIELD | 13.2 | 101 | 364 | 0 | 0 | 0 | 0 | 0 | 0 | -0.00431 |  | 0
103070 | INDECK 6GT | 12.5 | 101 | 384 | 24.5 | 0 | 24.5 | 24.5 | 0 | 0 | -0.00431 |  | 0
103076 | PPL MILFORD | 4.16 | 101 | 354 | 0 | 0 | 0 | 0 | 0 | 0 | -0.00431 |  | 0
103077 | OT MILL_ST | 4.16 | 101 | 352 | 0 | 0 | 0 | 0 | 0 | 0 | -0.00431 |  | 0
103079 | ELLSWRTH HYD | 2.3 | 101 | 374 | 0 | 0 | 0 | 0 | 0 | 0 | -0.00431 |  | 0
103090 | ROLNS C1 AGG | 0.69 | 101 | 364 | 0 | 0 | 0 | 0 | 0 | 0 | -0.00431 |  | 0
103093 | ROLNS C2 AGG | 0.69 | 101 | 364 | 0 | 0 | 0 | 0 | 0 | 0 | -0.00431 |  | 0
103107 | DOLBY HYDRO8 | 6.9 | 101 | 364 | 3.01 | 0 | 3.01 | 3.01 | 0 | 0 | -0.00431 |  | 0
103119 | WELDON HYDRO | 6.9 | 101 | 364 | 18.54 | 0 | 18.54 | 18.54 | 0 | 0 | -0.00431 |  | 0
103123 | MILLNKT HY18 | 13.8 | 101 | 364 | 15.76 | 0 | 15.76 | 15.76 | 0 | 0 | -0.00431 |  | 0
103124 | MILLNKT HY25 | 6.9 | 101 | 364 | 23.33 | 0 | 23.33 | 23.33 | 0 | 0 | -0.00431 |  | 0
103129 | HANCOCK_DVAR | 0.48 | 101 | 381 | 0 | 0 | 0 | 0 | 0 | 0 | -0.00431 |  | 0
103131 | EMILLNCKT HY | 6.9 | 101 | 364 | 9.27 | 0 | 9.27 | 9.27 | 0 | 0 | -0.00431 |  | 0
103132 | DOLBY HYDRO | 6.9 | 101 | 364 | 14.37 | 0 | 14.37 | 14.37 | 0 | 0 | -0.00431 |  | 0
103133 | MCKAY GEN1 | 6.9 | 101 | 363 | 10.43 | 0 | 10.43 | 10.43 | 0 | 0 | -0.00431 |  | 0
103134 | MCKAY GEN2 | 6.9 | 101 | 363 | 10.43 | 0 | 10.43 | 10.43 | 0 | 0 | -0.00431 |  | 0
103135 | MCKAY GEN3 | 6.9 | 101 | 363 | 11.36 | 0 | 11.36 | 11.36 | 0 | 0 | -0.00431 |  | 0
103140 | BULL HIL WND | 0.65 | 101 | 384 | 0 | 0 | 0 | 0 | 0 | 0 | -0.00431 |  | 0
103141 | NORTHTWIN HY | 2.3 | 101 | 364 | 9.5 | 0 | 9.5 | 9.5 | 0 | 0 | -0.00431 |  | 0
103143 | OAKFIELD_SC | 12.5 | 101 | 364 | 0 | 0 | 0 | 0 | 0 | 0 | -0.00431 |  | 0
103147 | OAKFIELD_STR | 0.65 | 101 | 364 | 0 | 0 | 0 | 0 | 0 | 0 | -0.00431 |  | 0
103152 | PISG_GEN_EQV | 0.69 | 101 | 353 | 0 | 0 | 0 | 0 | 0 | 0 | -0.00431 |  | 0
103166 | PASSADGENAG1 | 0.65 | 101 | 353 | 0 | 0 | 0 | 0 | 0 | 0 | -0.00431 |  | 0
103169 | PASSADGENAG2 | 0.65 | 101 | 353 | 0 | 0 | 0 | 0 | 0 | 0 | -0.00431 |  | 0
103170 | PASSAD CDVAR | 0.48 | 101 | 353 | 0 | 0 | 0 | 0 | 0 | 0 | -0.00431 |  | 0
103173 | HANCOCK_AGC1 | 0.6 | 101 | 384 | 0 | 0 | 0 | 0 | 0 | 0 | -0.00431 |  | 0
103174 | HANCOCK_AGC2 | 0.6 | 101 | 384 | 0 | 0 | 0 | 0 | 0 | 0 | -0.00431 |  | 0
105257 | SACO VLY_SC1 | 12.5 | 101 | 563 | 0 | 0 | 0 | 0 | 0 | 0 | -0.00431 |  | 0
105258 | SACO VLY_SC2 | 12.5 | 101 | 563 | 0 | 0 | 0 | 0 | 0 | 0 | -0.00431 |  | 0
911597 | NBNE_CLCOV | 345 | 105 | 15 | 700 | 0 | 700 | 700 | 0 | 0 | -0.00431 |  | 0
911600 | QP670-PV | 0.6 | 101 | 110 | 77.1 | 0 | 77.1 | 77.1 | 0 | 0 | -0.00431 |  | 0
990180 | SUN_LOVELL | 115 | 101 | 110 | 0 | 0 | 0 | 0 | 0 | 0 | -0.00431 |  | 0
992036 | SUN_WARREN | 34.5 | 101 | 112 | 6.93 | 0 | 6.93 | 6.93 | 0 | 0 | -0.00431 |  | 0
992221 | SUN_WASHIN~1 | 34.5 | 101 | 112 | 5 | 0 | 5 | 5 | 0 | 0 | -0.00431 |  | 0
100367 | YARMOUTH #3 | 14.4 | 101 | 113 | 116 | 0 | 116 | 116 | 0 | 0 | -0.0043 |  | 0
100368 | YARMOUTH #4 | 22 | 101 | 113 | 0 | 0 | 0 | 0 | 0 | 0 | -0.0043 |  | 0
100386 | WESTBROOK C1 | 18 | 101 | 113 | 174.71 | 0 | 174.71 | 174.71 | 0 | 0 | -0.0043 |  | 0
100387 | WESTBROOK C2 | 18 | 101 | 113 | 174.71 | 0 | 174.71 | 174.71 | 0 | 0 | -0.0043 |  | 0
100388 | WESTBROOK ST | 18 | 101 | 113 | 180.58 | 0 | 180.58 | 180.58 | 0 | 0 | -0.0043 |  | 0
100418 | SAPPI WBRK 9 | 13.8 | 101 | 112 | 32.12 | 0 | 32.12 | 32.12 | 0 | 0 | -0.0043 |  | 0
100419 | SAPPI WBRK10 | 13.8 | 101 | 112 | 10.95 | 0 | 10.95 | 10.95 | 0 | 0 | -0.0043 |  | 0
100464 | ECO ME PTRR | 13.2 | 101 | 114 | 0 | 0 | 0 | 0 | 0 | 0 | -0.0043 |  | 0
100465 | CAPE GT 4 | 13.2 | 101 | 113 | 0 | 0 | 0 | 0 | 0 | 0 | -0.0043 |  | 0
100466 | CAPE GT 5 | 13.2 | 101 | 113 | 0 | 0 | 0 | 0 | 0 | 0 | -0.0043 |  | 0
100475 | NORTH GORHAM | 13.2 | 101 | 114 | 0 | 0 | 0 | 0 | 0 | 0 | -0.0043 |  | 0
100492 | CASCO BATT | 0.53 | 101 | 113 | 0 | 0 | 0 | 0 | 0 | 0 | -0.0043 |  | 0
105464 | NEWINGTON_G1 | 24 | 101 | 603 | 407.5 | 0 | 407.5 | 407.5 | 0 | 0 | -0.00424 |  | 0
105476 | NEWINGTON_C1 | 18 | 101 | 603 | 175.28 | 0 | 175.28 | 175.28 | 0 | 0 | -0.00424 |  | 0
105477 | NEWINGTON_C2 | 18 | 101 | 603 | 175.28 | 0 | 175.28 | 175.28 | 0 | 0 | -0.00424 |  | 0
105478 | NEWINGTON_S1 | 18 | 101 | 603 | 208.95 | 0 | 208.95 | 208.95 | 0 | 0 | -0.00424 |  | 0
116505 | BERKSHRE_G1 | 21 | 101 | 1333 | 270 | 0 | 270 | 270 | 0 | 0 | -0.00423 |  | 0
105568 | SEABROOK_G1 | 25 | 101 | 603 | 1309.28 | 0 | 1309.28 | 1309.28 | 0 | 0 | -0.00417 |  | 0
114026 | PERRY ST 3 | 13.8 | 101 | 1120 | 0.64 | 0 | 0.64 | 0.64 | 0 | 0 | -0.00414 |  | 0
114047 | LENERGIA CT | 13.8 | 101 | 1120 | 50.43 | 0 | 50.43 | 50.43 | 0 | 0 | -0.00414 |  | 0
114048 | LENERGIA ST | 13.8 | 101 | 1120 | 23.57 | 0 | 23.57 | 23.57 | 0 | 0 | -0.00414 |  | 0
114085 | BOOT HYD G1 | 4.16 | 101 | 1120 | 9 | 0 | 9 | 9 | 0 | 0 | -0.00414 |  | 0
114086 | BOOT HYD G2 | 4.16 | 101 | 1120 | 9 | 0 | 9 | 9 | 0 | 0 | -0.00414 |  | 0
114067 | LAWRENCE HYD | 4.16 | 101 | 1120 | 9.4 | 0 | 9.4 | 9.4 | 0 | 0 | -0.00412 |  | 0
114858 | MILFRD MA CT | 13.8 | 101 | 1140 | 109.83 | 0 | 109.83 | 109.83 | 0 | 0 | -0.00408 |  | 0
114859 | MILFRD MA ST | 13.8 | 101 | 1140 | 92.17 | 0 | 92.17 | 92.17 | 0 | 0 | -0.00408 |  | 0
113073 | PALMER | 23 | 101 | 1100 | 0 | 0 | 0 | 0 | 0 | 0 | -0.00407 |  | 0
993012 | SUN_PALMER | 115 | 101 | 1100 | 19.2 | 0 | 19.2 | 19.2 | 0 | 0 | -0.00407 |  | 0
993969 | BAT_BILERC~1 | 115 | 101 | 1120 | 150 | 0 | 150 | 150 | 0 | 0 | -0.00402 |  | 0
993017 | SUN_FLOREN~1 | 115 | 101 | 1100 | 0 | 0 | 0 | 0 | 0 | 0 | -0.00401 |  | 0
114069 | WHLABRATR NA | 13.8 | 101 | 1120 | 40 | 0 | 40 | 40 | 0 | 0 | -0.00398 |  | 0
114070 | OGDEN-MARTIN | 13.8 | 101 | 1120 | 41.68 | 0 | 41.68 | 41.68 | 0 | 0 | -0.00398 |  | 0
993997 | DFO NG_MID~1 | 115 | 101 | 1120 | 23 | 0 | 23 | 23 | 0 | 0 | -0.00389 |  | 0
114713 | WATERS RVRJ1 | 13.8 | 101 | 1242 | 16.44 | 0 | 16.44 | 16.44 | 0 | 0 | -0.00381 |  | 0
114714 | WATERS RVRJ2 | 13.8 | 101 | 1242 | 30.79 | 0 | 30.79 | 30.79 | 0 | 0 | -0.00381 |  | 0
114716 | MMWEC WR | 13.8 | 101 | 1242 | 57.97 | 0 | 57.97 | 57.97 | 0 | 0 | -0.00381 |  | 0
994421 | DFO NG_WAT~1 | 115 | 101 | 1130 | 61.85 | 0 | 61.85 | 61.85 | 0 | 0 | -0.00381 |  | 0
114484 | SALEM 5CT | 18 | 101 | 1130 | 203.25 | 0 | 203.25 | 203.25 | 0 | 0 | -0.00378 |  | 0
114485 | SALEM 5ST | 13.8 | 101 | 1130 | 133.75 | 0 | 133.75 | 133.75 | 0 | 0 | -0.00378 |  | 0
114487 | SALEM 6CT | 18 | 101 | 1130 | 203.25 | 0 | 203.25 | 203.25 | 0 | 0 | -0.00378 |  | 0
114488 | SALEM 6ST | 13.8 | 101 | 1130 | 133.75 | 0 | 133.75 | 133.75 | 0 | 0 | -0.00378 |  | 0
114728 | MARBLEHEAD A | 23 | 101 | 1246 | 2.5 | 0 | 2.5 | 2.5 | 0 | 0 | -0.00377 |  | 0
114729 | MARBLEHEAD B | 23 | 101 | 1246 | 2.5 | 0 | 2.5 | 2.5 | 0 | 0 | -0.00377 |  | 0
113128 | WARREN_A | 0.34 | 101 | 1100 | 0 | 0 | 0 | 0 | 0 | 0 | -0.00372 |  | 0
113129 | WARREN_B | 0.34 | 101 | 1100 | 0 | 0 | 0 | 0 | 0 | 0 | -0.00372 |  | 0
113130 | WARREN_C | 0.36 | 101 | 1100 | 0 | 0 | 0 | 0 | 0 | 0 | -0.00372 |  | 0
993004 | SUN_LITL R~1 | 115 | 101 | 1100 | 24.91 | 0 | 24.91 | 24.91 | 0 | 0 | -0.00372 |  | 0
911550 | PH2_DGEN | 345 | 101 | 1120 | 353.9 | 0 | 700 | 353.9 | 0 | 346.1 | -0.0037 |  | 0
111080 | W MEDWAY J4 | 13.8 | 101 | 1023 | 97.4 | 0 | 97.4 | 97.4 | 0 | 0 | -0.00365 |  | 0
111081 | W MEDWAY J5 | 13.8 | 101 | 1023 | 97.4 | 0 | 97.4 | 97.4 | 0 | 0 | -0.00365 |  | 0
111083 | W MEDWAY J3 | 13.8 | 101 | 1023 | 57.5 | 0 | 57.5 | 57.5 | 0 | 0 | -0.00365 |  | 0
990759 | BAT_MYSTIC~1 | 345 | 101 | 1000 | 276 | 0 | 276 | 276 | 0 | 0 | -0.00364 |  | 0
991802 | BAT_MYSTIC_R | 345 | 101 | 1000 | 507 | 0 | 507 | 507 | 0 | 0 | -0.00364 |  | 0
121841 | NUTMEG_G | 0.42 | 101 | 1653 | 0 | 0 | 0 | 0 | 0 | 0 | -0.00359 |  | 0
999993 | SUN_SCITICO | 115 | 101 | 1650 | 0 | 0 | 0 | 0 | 0 | 0 | -0.00359 |  | 0
116452 | HADLEY FALLS | 6.6 | 101 | 1334 | 14.95 | 0 | 14.95 | 14.95 | 0 | 0 | -0.00354 |  | 0
114465 | RESCO-SAUGUS | 13.8 | 101 | 1130 | 32.79 | 0 | 32.79 | 32.79 | 0 | 0 | -0.00353 |  | 0
114470 | GE RIVER R&T | 13.8 | 101 | 1130 | 1.14 | 0 | 1.14 | 1.14 | 0 | 0 | -0.00346 |  | 0
114474 | GE RIVER S&U | 13.8 | 101 | 1130 | 1.14 | 0 | 1.14 | 1.14 | 0 | 0 | -0.00346 |  | 0
990804 | SUN BAT_BU~1 | 115 | 101 | 1000 | 5.5 | 0 | 5.5 | 5.5 | 0 | 0 | -0.00345 |  | 0
993118 | SUN_5 CORN~1 | 115 | 101 | 1100 | 0 | 0 | 0 | 0 | 0 | 0 | -0.00344 |  | 0
116458 | FRONT STREET | 4.16 | 101 | 1334 | 0 | 0 | 0 | 0 | 0 | 0 | -0.00342 |  | 0
111123 | KENDALL ST B | 13.8 | 101 | 1013 | 27.75 | 0 | 27.75 | 27.75 | 0 | 0 | -0.0034 |  | 0
111126 | KENDALL CT | 18 | 101 | 1013 | 170 | 0 | 170 | 170 | 0 | 0 | -0.0034 |  | 0
111127 | E CAMBRIDGE | 13.8 | 101 | 1012 | 0 | 0 | 0 | 0 | 0 | 0 | -0.0034 |  | 0
991103 | NG_PUTNAM 36 | 115 | 101 | 1010 | 43 | 0 | 43 | 43 | 0 | 0 | -0.0034 |  | 0
991104 | DFO NG_KEN~1 | 115 | 101 | 1010 | 30 | 0 | 30 | 30 | 0 | 0 | -0.0034 |  | 0
116492 | W-SPRNGFLD-1 | 13.8 | 101 | 1333 | 39 | 0 | 39 | 39 | 0 | 0 | -0.00336 |  | 0
116493 | W-SPRNGFLD-2 | 13.8 | 101 | 1333 | 0 | 0 | 0 | 0 | 0 | 0 | -0.00336 |  | 0
116494 | W-SPRNGFLD-3 | 13.8 | 101 | 1333 | 107 | 0 | 107 | 107 | 0 | 0 | -0.00336 |  | 0
116495 | SPGFLD RFUSE | 4.16 | 101 | 1334 | 0 | 0 | 0 | 0 | 0 | 0 | -0.00336 |  | 0
990819 | BAT_CHELSE~1 | 115 | 101 | 1000 | 351.9 | 0 | 351.9 | 351.9 | 0 | 0 | -0.00336 |  | 0
111125 | PUTNAM 2 | 13.8 | 101 | 1012 | 0 | 0 | 0 | 0 | 0 | 0 | -0.00335 |  | 0
111124 | KENDALL JET | 13.8 | 101 | 1014 | 18 | 0 | 18 | 18 | 0 | 0 | -0.00334 |  | 0
993109 | SUN_WEST H~1 | 115 | 101 | 1100 | 3.33 | 0 | 13.17 | 3.33 | 0 | 9.84 | -0.00333 |  | 0
110983 | MATEP_DIESEL | 13.8 | 101 | 1004 | 19.35 | 0 | 19.35 | 19.35 | 0 | 0 | -0.0033 |  | 0
110984 | MATEP_CC | 13.8 | 101 | 1004 | 57.1 | 0 | 57.1 | 57.1 | 0 | 0 | -0.0033 |  | 0
990926 | BAT_ELECTR~1 | 115 | 101 | 1000 | 267.51 | 0 | 326.37 | 267.51 | 0 | 58.86 | -0.00329 |  | 0
110985 | MATEP 3 | 13.8 | 101 | 1004 | 19.35 | 0 | 19.35 | 19.35 | 0 | 0 | -0.00328 |  | 0
111009 | MBTA | 14.4 | 101 | 1002 | 47 | 0 | 47 | 47 | 0 | 0 | -0.00324 |  | 0
111028 | FRAMINGHAM | 13.8 | 101 | 1002 | 42.3 | 0 | 42.3 | 42.3 | 0 | 0 | -0.00322 |  | 0
993300 | SUN_W CHAR~1 | 115 | 101 | 1110 | 0 | 0 | 0 | 0 | 0 | 0 | -0.00322 |  | 0
993014 | SUN_THORND~1 | 115 | 101 | 1100 | 17.42 | 0 | 17.42 | 17.42 | 0 | 0 | -0.00321 |  | 0
113389 | SNOW STREET2 | 13.2 | 101 | 1110 | 0 | 0 | 0 | 0 | 0 | 0 | -0.00313 |  | 0
113405 | MILLENIUM CT | 16 | 101 | 1110 | 0 | 0 | 0 | 0 | 0 | 0 | -0.00313 |  | 0
113406 | MILLENIUM ST | 13.8 | 101 | 1110 | 0 | 0 | 0 | 0 | 0 | 0 | -0.00313 |  | 0
993295 | SUN_SNOW S~1 | 115 | 101 | 1110 | 0 | 0 | 0 | 0 | 0 | 0 | -0.00313 |  | 0
116438 | MONSANTO_C1 | 13.8 | 101 | 1333 | 84.65 | 0 | 84.65 | 84.65 | 0 | 0 | -0.003 |  | 0
116439 | MONSANTO_S1 | 13.8 | 101 | 1333 | 76.01 | 0 | 76.01 | 76.01 | 0 | 0 | -0.003 |  | 0
116440 | MONSANTO_C2 | 13.8 | 101 | 1333 | 84.65 | 0 | 84.65 | 84.65 | 0 | 0 | -0.003 |  | 0
116433 | ORCHARD | 13.8 | 101 | 1332 | 0 | 0 | 0 | 0 | 0 | 0 | -0.00269 |  | 0
990898 | SUN BAT_CA~1 | 115 | 101 | 1020 | 8.8 | 0 | 8.8 | 8.8 | 0 | 0 | -0.0026 |  | 0
111092 | EDGAR ST | 18 | 101 | 1023 | 0 | 0 | 0 | 0 | 0 | 0 | -0.00233 |  | 0
111093 | EDGAR GT1 | 16 | 101 | 1023 | 0 | 0 | 0 | 0 | 0 | 0 | -0.00233 |  | 0
111097 | EDGAR GT2 | 16 | 101 | 1023 | 0 | 0 | 0 | 0 | 0 | 0 | -0.00233 |  | 0
111722 | TA WATSON 1 | 13.8 | 101 | 1063 | 0 | 0 | 0 | 0 | 0 | 0 | -0.00233 |  | 0
111723 | TA WATSON 2 | 13.8 | 101 | 1063 | 0 | 0 | 0 | 0 | 0 | 0 | -0.00233 |  | 0
111728 | POTTER 2 CT | 13.8 | 101 | 1063 | 0 | 0 | 0 | 0 | 0 | 0 | -0.00233 |  | 0
111729 | POTTER 2 ST | 13.8 | 101 | 1063 | 0 | 0 | 0 | 0 | 0 | 0 | -0.00233 |  | 0
990901 | DFO NG_EDGAR | 115 | 101 | 1020 | 0 | 0 | 0 | 0 | 0 | 0 | -0.00233 |  | 0
994757 | BAT_S WREN~1 | 115 | 101 | 1140 | 0 | 0 | 0 | 0 | 0 | 0 | -0.00221 |  | 0
110950 | W MEDWAY J2 | 13.8 | 101 | 1023 | 0 | 0 | 0 | 0 | 0 | 0 | -0.00209 |  | 0
110951 | W MEDWAY JET | 13.8 | 101 | 1023 | 0 | 0 | 0 | 0 | 0 | 0 | -0.00209 |  | 0
993264 | SUN_MILLBURY | 345 | 101 | 1110 | 0 | 0 | 0 | 0 | 0 | 0 | -0.00206 |  | 0
990783 | WND_PILGRIM | 345 | 101 | 1020 | 0 | 0 | 0 | 0 | 0 | 0 | -0.00194 |  | 0
991136 | SUN_KINGST~1 | 115 | 101 | 1030 | 2.76 | 0 | 2.76 | 2.76 | 0 | 0 | -0.00194 |  | 0
111251 | CANAL G1 | 18 | 101 | 1043 | 0 | 0 | 0 | 0 | 0 | 0 | -0.00193 |  | 0
111252 | CANAL G2 | 18 | 101 | 1043 | 141.02 | 0 | 576.37 | 141.02 | 0 | 435.35 | -0.00193 |  | 0
111256 | CANAL 3 CTG | 25 | 101 | 1043 | 333 | 0 | 333 | 333 | 0 | 0 | -0.00193 |  | 0
991144 | BAT_BROOK ~1 | 115 | 101 | 1030 | 209.96 | 0 | 209.96 | 209.96 | 0 | 0 | -0.00193 |  | 0
991171 | SUN BAT_WE~1 | 23 | 101 | 1032 | 0 | 0 | 0 | 0 | 0 | 0 | -0.00193 |  | 0
111202 | BARNSTABLE | 115 | 101 | 1040 | 0 | 0 | 0 | 0 | 0 | 0 | -0.0019 |  | 0
111248 | WEST TISBURY | 14.4 | 101 | 1044 | 0 | 0 | 0 | 0 | 0 | 0 | -0.0019 |  | 0
111253 | OAK BLUFFS | 23 | 101 | 1043 | 0 | 0 | 0 | 0 | 0 | 0 | -0.0019 |  | 0
111346 | QP624_SC2 | 33 | 101 | 1040 | 0 | 0 | 0 | 0 | 0 | 0 | -0.0019 |  | 0
111347 | QP624_SC1 | 33 | 101 | 1040 | 0 | 0 | 0 | 0 | 0 | 0 | -0.0019 |  | 0
111365 | QP624-2B | 0.69 | 101 | 1043 | 0 | 0 | 0 | 0 | 0 | 0 | -0.0019 |  | 0
111366 | QP624-2A | 0.69 | 101 | 1043 | 0 | 0 | 0 | 0 | 0 | 0 | -0.0019 |  | 0
111367 | QP624-1B | 0.69 | 101 | 1043 | 0 | 0 | 0 | 0 | 0 | 0 | -0.0019 |  | 0
111368 | QP624-1A | 0.69 | 101 | 1043 | 0 | 0 | 0 | 0 | 0 | 0 | -0.0019 |  | 0
115978 | BUNKER CTG | 13.2 | 101 | 1170 | 0 | 0 | 0 | 0 | 0 | 0 | -0.0019 |  | 0
115979 | BUNKER BESS | 0.4 | 101 | 1170 | 0 | 0 | 0 | 0 | 0 | 0 | -0.0019 |  | 0
991133 | BAT_CARVER | 345 | 101 | 1030 | 150 | 0 | 150 | 150 | 0 | 0 | -0.0019 |  | 0
991134 | WND_W BARN~1 | 345 | 101 | 1030 | 0 | 0 | 0 | 0 | 0 | 0 | -0.0019 |  | 0
991135 | WND_W BARN~1 | 115 | 101 | 1040 | 0 | 0 | 0 | 0 | 0 | 0 | -0.0019 |  | 0
991202 | WND_BARNST~1 | 115 | 101 | 1040 | 0 | 0 | 0 | 0 | 0 | 0 | -0.0019 |  | 0
991204 | SUN BAT_FA~1 | 115 | 101 | 1040 | 0 | 0 | 0 | 0 | 0 | 0 | -0.0019 |  | 0
991207 | SUN BAT_HA~1 | 115 | 101 | 1040 | 0 | 0 | 0 | 0 | 0 | 0 | -0.0019 |  | 0
991215 | SUN BAT_MA~1 | 115 | 101 | 1040 | 0 | 0 | 0 | 0 | 0 | 0 | -0.0019 |  | 0
991245 | SUN BAT_SA~1 | 115 | 101 | 1040 | 0 | 0 | 0 | 0 | 0 | 0 | -0.0019 |  | 0
991156 | SUN BAT_VA~1 | 115 | 101 | 1030 | 9.98 | 0 | 9.98 | 9.98 | 0 | 0 | -0.00189 |  | 0
111181 | BW-PV_1 | 0.4 | 101 | 1032 | 0 | 0 | 0 | 0 | 0 | 0 | -0.00187 |  | 0
111182 | BW-PV_2 | 0.4 | 101 | 1032 | 0 | 0 | 0 | 0 | 0 | 0 | -0.00187 |  | 0
111183 | BW-PV_3 | 0.4 | 101 | 1032 | 0 | 0 | 0 | 0 | 0 | 0 | -0.00187 |  | 0
991152 | BAT_WAREHA~1 | 115 | 101 | 1030 | 244.22 | 0 | 348.18 | 244.22 | 0 | 103.96 | -0.00187 |  | 0
991155 | SUN_WAREHA~1 | 115 | 101 | 1030 | 9.5 | 0 | 9.5 | 9.5 | 0 | 0 | -0.00187 |  | 0
111188 | SEMASS G1 | 13.8 | 101 | 1033 | 0 | 0 | 0 | 0 | 0 | 0 | -0.00186 |  | 0
111189 | SEMASS G2 | 13.8 | 101 | 1033 | 0 | 0 | 0 | 0 | 0 | 0 | -0.00186 |  | 0
991141 | SUN BAT_TR~1 | 115 | 101 | 1030 | 12.69 | 0 | 33.74 | 12.69 | 0 | 21.05 | -0.00186 |  | 0
991140 | SUN BAT_RO~1 | 115 | 101 | 1030 | 24.62 | 0 | 24.62 | 24.62 | 0 | 0 | -0.00181 |  | 0
991271 | SUN BAT_CR~2 | 115 | 101 | 1050 | 27.96 | 0 | 27.96 | 27.96 | 0 | 0 | -0.00178 |  | 0
991272 | SUN BAT_AR~1 | 115 | 101 | 1050 | 7 | 0 | 7 | 7 | 0 | 0 | -0.00176 |  | 0
991273 | SUN BAT_WI~1 | 115 | 101 | 1050 | 28.43 | 0 | 28.43 | 28.43 | 0 | 0 | -0.00176 |  | 0
990770 | BAT_W MEDW~1 | 345 | 101 | 1020 | 250 | 0 | 250 | 250 | 0 | 0 | -0.00171 |  | 0
114861 | ANP BLLNGHM1 | 21 | 101 | 1140 | 0 | 0 | 0 | 0 | 0 | 0 | -0.00168 |  | 0
114862 | ANP BLLNGHM2 | 21 | 101 | 1140 | 0 | 0 | 0 | 0 | 0 | 0 | -0.00168 |  | 0
997349 | SUN_WOONSO~1 | 115 | 101 | 1410 | 0 | 0 | 0 | 0 | 0 | 0 | -0.00168 |  | 0
991268 | SUN BAT_IN~1 | 115 | 101 | 1050 | 40.45 | 0 | 40.45 | 40.45 | 0 | 0 | -0.00167 |  | 0
115689 | CLEARY G8-9A | 13.8 | 101 | 1254 | 46.82 | 0 | 46.82 | 46.82 | 0 | 0 | -0.00166 |  | 0
115690 | CLEARY G9 | 13.8 | 101 | 1254 | 84.18 | 0 | 84.18 | 84.18 | 0 | 0 | -0.00166 |  | 0
111316 | DARTMTH PWRA | 13.8 | 101 | 1053 | 0 | 0 | 0 | 0 | 0 | 0 | -0.00162 |  | 0
111317 | DARTMTH PWRB | 13.8 | 101 | 1053 | 0 | 0 | 0 | 0 | 0 | 0 | -0.00162 |  | 0
115742 | DIGHTON PWR | 22 | 101 | 1160 | 168 | 0 | 168 | 168 | 0 | 0 | -0.00162 |  | 0
991265 | SUN BAT_FI~1 | 115 | 101 | 1050 | 0 | 0 | 0 | 0 | 0 | 0 | -0.00162 |  | 0
991267 | BAT_CROSS ~1 | 115 | 101 | 1050 | 129.81 | 0 | 246 | 129.81 | 0 | 116.19 | -0.00162 |  | 0
991275 | SUN BAT_CR~1 | 115 | 101 | 1050 | 14.5 | 0 | 14.5 | 14.5 | 0 | 0 | -0.00162 |  | 0
991378 | SUN BAT_BE~1 | 115 | 101 | 1050 | 279.36 | 0 | 880 | 279.36 | 0 | 600.64 | -0.00153 |  | 0
117434 | TIVERTON GT | 18 | 101 | 1410 | 0 | 0 | 0 | 0 | 0 | 0 | -0.0015 |  | 0
117435 | TIVERTON ST | 13.8 | 101 | 1410 | 0 | 0 | 0 | 0 | 0 | 0 | -0.0015 |  | 0
997357 | SUN_Tiverton | 115 | 101 | 1410 | 0 | 0 | 0 | 0 | 0 | 0 | -0.0015 |  | 0
998179 | NG_NAVY TAP | 69 | 101 | 1420 | 6.27 | 0 | 6.27 | 6.27 | 0 | 0 | -0.0015 |  | 0
998187 | SUN_JEPSON | 13.8 | 101 | 1420 | 20.97 | 0 | 20.97 | 20.97 | 0 | 0 | -0.0015 |  | 0
997005 | BAT_W FARN~1 | 115 | 101 | 1400 | 0 | 0 | 0 | 0 | 0 | 0 | -0.00139 |  | 0
997012 | SUN_NASONV~1 | 115 | 101 | 1400 | 0 | 0 | 0 | 0 | 0 | 0 | -0.00139 |  | 0
994734 | WND_BRAYTN~1 | 345 | 101 | 1140 | 0 | 0 | 0 | 0 | 0 | 0 | -0.00118 |  | 0
111084 | NEA BELL GT1 | 13.8 | 101 | 1023 | 0 | 0 | 0 | 0 | 0 | 0 | -0.00116 |  | 0
111085 | NEA BELL GT2 | 13.8 | 101 | 1023 | 0 | 0 | 0 | 0 | 0 | 0 | -0.00116 |  | 0
111086 | NEA BELL ST1 | 13.8 | 101 | 1023 | 0 | 0 | 0 | 0 | 0 | 0 | -0.00116 |  | 0
997346 | SUN_WOLF H~1 | 115 | 101 | 1410 | 0 | 0 | 0 | 0 | 0 | 0 | -0.00109 |  | 0
997353 | SUN_PUTNAM~1 | 115 | 101 | 1410 | 0 | 0 | 0 | 0 | 0 | 0 | -0.00103 |  | 0
117426 | MANCHSTR 09A | 13.8 | 101 | 1410 | 106.94 | 0 | 106.94 | 106.94 | 0 | 0 | -0.0009 |  | 0
117427 | MANCHSTR 10A | 13.8 | 101 | 1410 | 109.03 | 0 | 109.03 | 109.03 | 0 | 0 | -0.0009 |  | 0
117428 | MANCHSTR 11A | 13.8 | 101 | 1410 | 107.53 | 0 | 107.53 | 107.53 | 0 | 0 | -0.0009 |  | 0
117431 | FRNKLNSQ SC1 | 11.5 | 101 | 1410 | 47.06 | 0 | 47.06 | 47.06 | 0 | 0 | -0.0009 |  | 0
117432 | FRNKLNSQ SC2 | 11.5 | 101 | 1410 | 47.97 | 0 | 47.97 | 47.97 | 0 | 0 | -0.0009 |  | 0
117433 | FRNKLNSQ SC3 | 11.5 | 101 | 1410 | 49.47 | 0 | 49.47 | 49.47 | 0 | 0 | -0.0009 |  | 0
111095 | ANP BLKSTN 1 | 21 | 101 | 1023 | 0 | 0 | 0 | 0 | 0 | 0 | -0.00089 |  | 0
111096 | ANP BLKSTN 2 | 21 | 101 | 1023 | 0 | 0 | 0 | 0 | 0 | 0 | -0.00089 |  | 0
997311 | SUN_JOHNST~1 | 115 | 101 | 1410 | 0 | 0 | 0 | 0 | 0 | 0 | -0.00079 |  | 0
117436 | RISE CT1 | 18 | 101 | 1410 | 183.1 | 0 | 183.1 | 183.1 | 0 | 0 | -0.00074 |  | 0
117437 | RISE ST | 18 | 101 | 1410 | 185.48 | 0 | 185.48 | 185.48 | 0 | 0 | -0.00074 |  | 0
117438 | RISE CT2 | 18 | 101 | 1410 | 183.1 | 0 | 183.1 | 183.1 | 0 | 0 | -0.00074 |  | 0
117446 | J LANDFIL P2 | 4.2 | 101 | 1410 | 0 | 0 | 0 | 0 | 0 | 0 | -0.00071 |  | 0
117501 | J_LANDF_L | 0.6 | 101 | 1410 | 0 | 0 | 0 | 0 | 0 | 0 | -0.00071 |  | 0
117455 | RIDGEWOOD LD | 13.8 | 101 | 1410 | 0 | 0 | 0 | 0 | 0 | 0 | -0.00068 |  | 0
116417 | STONY BRK 1A | 13.8 | 101 | 1333 | 103.17 | 0 | 103.17 | 103.17 | 0 | 0 | -0.00049 |  | 0
116418 | STONY BRK 1B | 13.8 | 101 | 1333 | 101.67 | 0 | 101.67 | 101.67 | 0 | 0 | -0.00049 |  | 0
116419 | STONY BRK 1C | 13.8 | 101 | 1333 | 103.17 | 0 | 103.17 | 103.17 | 0 | 0 | -0.00049 |  | 0
116420 | STONY BRK 1S | 13.8 | 101 | 1333 | 21.31 | 0 | 82.36 | 21.31 | 0 | 61.05 | -0.00049 |  | 0
116421 | STONY BRK 2A | 13.8 | 101 | 1333 | 0 | 0 | 0 | 0 | 0 | 0 | -0.00049 |  | 0
116422 | STONY BRK 2B | 13.8 | 101 | 1333 | 0 | 0 | 0 | 0 | 0 | 0 | -0.00049 |  | 0
996045 | BAT_LUDLOW | 345 | 101 | 1330 | 0 | 0 | 0 | 0 | 0 | 0 | -0.00049 |  | 0
117505 | S-SKY-WCR_L | 0.48 | 101 | 1410 | 0 | 0 | 0 | 0 | 0 | 0 | -0.00046 |  | 0
997342 | SUN_W CRAN~1 | 115 | 101 | 1410 | 0 | 0 | 0 | 0 | 0 | 0 | -0.00046 |  | 0
117503 | S-SKY-2228_L | 0.48 | 101 | 1410 | 0 | 0 | 0 | 0 | 0 | 0 | -0.00035 |  | 0
117514 | HOPE_0.385KV | 0.38 | 101 | 1410 | 0 | 0 | 0 | 0 | 0 | 0 | -0.00035 |  | 0
997463 | SUN_NEW LO~1 | 115 | 101 | 1410 | 0 | 0 | 0 | 0 | 0 | 0 | -0.00023 |  | 0
117485 | RI_WED_GEN | 0.6 | 101 | 1410 | 0 | 0 | 0 | 0 | 0 | 0 | -0.0001 |  | 0
117486 | RI WED G2 | 0.6 | 101 | 1410 | 0 | 0 | 0 | 0 | 0 | 0 | -0.0001 |  | 0
997327 | SUN_DRUMROCK | 115 | 101 | 1410 | 0 | 0 | 0 | 0 | 0 | 0 | -7e-05 |  | 0
997332 | SUN_KENT C~1 | 115 | 101 | 1410 | 0 | 0 | 0 | 0 | 0 | 0 | -1e-05 |  | 0
997385 | SUN_KENT C~1 | 34.5 | 101 | 1410 | 0 | 0 | 0 | 0 | 0 | 0 | -1e-05 |  | 0
117029 | OCEAN ST GT1 | 13.8 | 101 | 1400 | 77.46 | 0 | 77.46 | 77.46 | 0 | 0 | 0.00023 |  | 0
117030 | OCEAN ST GT2 | 13.8 | 101 | 1400 | 77.46 | 0 | 77.46 | 77.46 | 0 | 0 | 0.00023 |  | 0
117031 | OCEAN ST ST1 | 13.8 | 101 | 1400 | 117.42 | 0 | 117.42 | 117.42 | 0 | 0 | 0.00023 |  | 0
117032 | OCEAN ST GT3 | 13.8 | 101 | 1400 | 78.17 | 0 | 78.17 | 78.17 | 0 | 0 | 0.00023 |  | 0
117033 | OCEAN ST GT4 | 13.8 | 101 | 1400 | 78.17 | 0 | 78.17 | 78.17 | 0 | 0 | 0.00023 |  | 0
117034 | OCEAN ST ST2 | 13.8 | 101 | 1400 | 118.49 | 0 | 118.49 | 118.49 | 0 | 0 | 0.00023 |  | 0
997000 | DFO NG_SHE~1 | 345 | 101 | 1400 | 0 | 0 | 0 | 0 | 0 | 0 | 0.00023 |  | 0
997314 | BAT_DAVISV~1 | 115 | 101 | 1410 | 0 | 0 | 0 | 0 | 0 | 0 | 0.00051 |  | 0
997368 | SUN_OLD BA~1 | 12.5 | 101 | 1410 | 0 | 0 | 0 | 0 | 0 | 0 | 0.00051 |  | 0
997313 | SUN_TOWER ~1 | 115 | 101 | 1410 | 0 | 0 | 0 | 0 | 0 | 0 | 0.00099 |  | 0
997363 | SUN_TOWER ~1 | 12.5 | 101 | 1410 | 0 | 0 | 0 | 0 | 0 | 0 | 0.00099 |  | 0
117495 | BLK ISL WIND | 0.9 | 101 | 1410 | 0 | 0 | 0 | 0 | 0 | 0 | 0.00189 |  | 0
997339 | SUN_W KING~1 | 115 | 101 | 1410 | 0 | 0 | 0 | 0 | 0 | 0 | 0.0019 |  | 0
999038 | BAT_KILLIN~1 | 345 | 101 | 1630 | 0 | 0 | 0 | 0 | 0 | 0 | 0.00255 |  | 0
121513 | LAKE ROAD_C1 | 21 | 101 | 1633 | 269.79 | 0 | 269.79 | 269.79 | 0 | 0 | 0.00262 |  | 0
121514 | LAKE ROAD_C2 | 21 | 101 | 1633 | 275.21 | 0 | 275.21 | 275.21 | 0 | 0 | 0.00262 |  | 0
121515 | LAKE ROAD_C3 | 21 | 101 | 1633 | 0.78 | 0 | 279 | 0.78 | 0 | 278.22 | 0.00262 |  | 0
997305 | SUN_KENYON | 115 | 101 | 1410 | 0 | 0 | 0 | 0 | 0 | 0 | 0.00277 |  | 0
121517 | QP724 CT | 23.5 | 101 | 1633 | 341.24 | 0 | 393.67 | 341.24 | 0 | 52.43 | 0.00285 |  | 0
121518 | QP724 ST | 16 | 101 | 1633 | 238.29 | 0 | 238.29 | 238.29 | 0 | 0 | 0.00285 |  | 0
117507 | STSK_GEN | 0.55 | 101 | 1410 | 0 | 0 | 0 | 0 | 0 | 0 | 0.00356 |  | 0
997348 | SUN_WOOD R~1 | 115 | 101 | 1410 | 0 | 0 | 0 | 0 | 0 | 0 | 0.00356 |  | 0
121526 | WOODSHILL_PV | 0.38 | 101 | 1634 | 0 | 0 | 0 | 0 | 0 | 0 | 0.00432 |  | 0
121536 | QB_GEN | 0.42 | 101 | 1633 | 0 | 0 | 0 | 0 | 0 | 0 | 0.00434 |  | 0
997458 | SUN_CHASE ~1 | 115 | 101 | 1410 | 0 | 0 | 0 | 0 | 0 | 0 | 0.00437 |  | 0
999541 | SUN_BROOKL~1 | 115 | 101 | 1630 | 0 | 0 | 0 | 0 | 0 | 0 | 0.00503 |  | 0
999116 | SUN_N-BLOO~1 | 345 | 101 | 1670 | 0 | 0 | 0 | 0 | 0 | 0 | 0.00506 |  | 0
999682 | SUN_SHUNCK~1 | 115 | 101 | 1630 | 0 | 0 | 0 | 0 | 0 | 0 | 0.00532 |  | 0
121638 | PAWCATCK SLR | 0.6 | 101 | 1634 | 0 | 0 | 0 | 0 | 0 | 0 | 0.00533 |  | 0
121559 | CONSTITUTION | 0.6 | 101 | 1634 | 0 | 0 | 0 | 0 | 0 | 0 | 0.00618 |  | 0
121560 | PLAINFIELD | 13.8 | 101 | 1633 | 0 | 0 | 0 | 0 | 0 | 0 | 0.00619 |  | 0
999562 | SUN_FRY BR~1 | 115 | 101 | 1630 | 0 | 0 | 0 | 0 | 0 | 0 | 0.00619 |  | 0
121852 | RAINBOW HYD | 2.4 | 101 | 1654 | 0 | 0 | 0 | 0 | 0 | 0 | 0.0069 |  | 0
121860 | HAMILTON GT | 13.8 | 101 | 1654 | 0 | 0 | 0 | 0 | 0 | 0 | 0.0069 |  | 0
121865 | DEXTER CT | 13.8 | 101 | 1653 | 0 | 0 | 0 | 0 | 0 | 0 | 0.0069 |  | 0
990002 | SUN_WINDSO~1 | 115 | 101 | 1650 | 0 | 0 | 0 | 0 | 0 | 0 | 0.0069 |  | 0
990038 | SUN_BARBOU~1 | 115 | 101 | 1650 | 0 | 0 | 0 | 0 | 0 | 0 | 0.0069 |  | 0
121587 | FOXWOODS G2 | 4.16 | 101 | 1634 | 0 | 0 | 0 | 0 | 0 | 0 | 0.00706 |  | 0
999672 | BAT_MYSTIC~2 | 115 | 101 | 1630 | 0 | 0 | 0 | 0 | 0 | 0 | 0.00706 |  | 0
999849 | FC_WILLIMA~1 | 115 | 101 | 1630 | 0 | 0 | 0 | 0 | 0 | 0 | 0.00711 |  | 0
121570 | TUNNEL JET | 13.2 | 101 | 1634 | 0 | 0 | 0 | 0 | 0 | 0 | 0.00753 |  | 0
121571 | FUSION_GEN | 0.38 | 101 | 1634 | 0 | 0 | 0 | 0 | 0 | 0 | 0.00753 |  | 0
121586 | FOXWOODS G1 | 4.16 | 101 | 1634 | 0 | 0 | 0 | 0 | 0 | 0 | 0.00753 |  | 0
999583 | SUN_TUNNEL | 115 | 101 | 1630 | 0 | 0 | 0 | 0 | 0 | 0 | 0.00753 |  | 0
121788 | LISBON | 4.16 | 101 | 1633 | 0 | 0 | 0 | 0 | 0 | 0 | 0.00767 |  | 0
121579 | NORWICH JET | 13.8 | 101 | 1633 | 0 | 0 | 0 | 0 | 0 | 0 | 0.00791 |  | 0
121590 | SECREC | 13.2 | 101 | 1633 | 0 | 0 | 0 | 0 | 0 | 0 | 0.00791 |  | 0
990290 | SUN_N-BLOO~1 | 115 | 101 | 1670 | 0 | 0 | 0 | 0 | 0 | 0 | 0.00802 |  | 0
121931 | RIVERSIDE PF | 23 | 101 | 1672 | 0 | 0 | 0 | 0 | 0 | 0 | 0.00918 |  | 0
121943 | S-MEADOW_G5 | 11.5 | 101 | 1673 | 0 | 0 | 0 | 0 | 0 | 0 | 0.00923 |  | 0
121944 | S-MEADOW_G6 | 11.5 | 101 | 1673 | 0 | 0 | 0 | 0 | 0 | 0 | 0.00923 |  | 0
121647 | MONTVILLE | 2.4 | 101 | 1633 | 0 | 0 | 0 | 0 | 0 | 0 | 0.00927 |  | 0
121964 | CDECCA_CT | 13.8 | 101 | 1673 | 0 | 0 | 0 | 0 | 0 | 0 | 0.00944 |  | 0
121965 | CDECCA_ST | 13.2 | 101 | 1673 | 0 | 0 | 0 | 0 | 0 | 0 | 0.00944 |  | 0
121645 | MONTVILLE_G5 | 13.8 | 101 | 1633 | 0 | 0 | 0 | 0 | 0 | 0 | 0.00979 |  | 0
121646 | MONTVILLE_G6 | 22 | 101 | 1633 | 24.5 | 0 | 410 | 24.5 | 0 | 385.5 | 0.00979 |  | 0
121835 | RAND WHITNEY | 13.8 | 101 | 1634 | 0 | 0 | 0 | 0 | 0 | 0 | 0.00979 |  | 0
999718 | WND_MONTVI~1 | 115 | 101 | 1630 | 0 | 0 | 0 | 0 | 0 | 0 | 0.00979 |  | 0
999768 | SUN_WATERF~1 | 115 | 101 | 1630 | 0 | 0 | 0 | 0 | 0 | 0 | 0.00979 |  | 0
121656 | MILLSTONE_G2 | 24 | 101 | 1633 | 934.5 | 0 | 934.5 | 934.5 | 0 | 0 | 0.01067 |  | 0
121657 | MILLSTONE_G3 | 24 | 101 | 1633 | 1283 | 0 | 1283 | 1283 | 0 | 0 | 0.01067 |  | 0
999194 | NUC_MILLST~1 | 345 | 101 | 1630 | 0 | 0 | 0 | 0 | 0 | 0 | 0.01067 |  | 0
122154 | SIMSBURY SLR | 0.38 | 101 | 1694 | 0 | 0 | 0 | 0 | 0 | 0 | 0.01073 |  | 0
990307 | SUN_NE-SIM~1 | 115 | 101 | 1690 | 0 | 0 | 0 | 0 | 0 | 0 | 0.01073 |  | 0
122041 | MIDDLETWN_G2 | 13.8 | 101 | 1713 | 121.29 | 0 | 121.29 | 121.29 | 0 | 0 | 0.01278 |  | 0
122042 | MIDDLETWN_G3 | 22 | 101 | 1713 | 231.71 | 0 | 231.71 | 231.71 | 0 | 0 | 0.01278 |  | 0
122044 | MIDDLETWN_10 | 13.2 | 101 | 1713 | 0 | 0 | 0 | 0 | 0 | 0 | 0.01278 |  | 0
122030 | KLEEN_C1 | 16.5 | 101 | 1713 | 180.65 | 0 | 180.65 | 180.65 | 0 | 0 | 0.0134 |  | 0
122031 | KLEEN_C2 | 16.5 | 101 | 1713 | 180.65 | 0 | 180.65 | 180.65 | 0 | 0 | 0.0134 |  | 0
122032 | KLEEN_S1 | 18 | 101 | 1713 | 258.7 | 0 | 258.7 | 258.7 | 0 | 0 | 0.0134 |  | 0
122043 | MIDDLETWN_G4 | 22 | 101 | 1713 | 402 | 0 | 402 | 402 | 0 | 0 | 0.0145 |  | 0
122046 | MIDDLETWN_12 | 13.8 | 101 | 1713 | 0 | 0 | 0 | 0 | 0 | 0 | 0.0145 |  | 0
122047 | MIDDLETWN_13 | 13.8 | 101 | 1713 | 0 | 0 | 0 | 0 | 0 | 0 | 0.0145 |  | 0
122048 | MIDDLETWN_14 | 13.8 | 101 | 1713 | 0 | 0 | 0 | 0 | 0 | 0 | 0.0145 |  | 0
122049 | MIDDLETWN_15 | 13.8 | 101 | 1713 | 0 | 0 | 0 | 0 | 0 | 0 | 0.0145 |  | 0
990488 | NG_BLACK R~1 | 115 | 101 | 1670 | 0 | 0 | 0 | 0 | 0 | 0 | 0.015 |  | 0
123635 | HALVARSSON | 192 | 101 | 1830 | 0 | 0 | 0 | 0 | 0 | 0 | 0.01644 |  | 0
122417 | BRANFORD JET | 13.8 | 101 | 1734 | 0 | 0 | 0 | 0 | 0 | 0 | 0.01718 |  | 0
123653 | NEW HAVN HBR | 22 | 101 | 1823 | 0 | 0 | 0 | 0 | 0 | 0 | 0.01755 |  | 0
123655 | NHHP G2 | 13.8 | 101 | 1823 | 0 | 0 | 0 | 0 | 0 | 0 | 0.01755 |  | 0
123656 | NHHP G3-4 | 13.8 | 101 | 1823 | 0 | 0 | 0 | 0 | 0 | 0 | 0.01755 |  | 0
123128 | YALE DG 1 | 13.8 | 101 | 1804 | 0 | 0 | 0 | 0 | 0 | 0 | 0.01795 |  | 0
123129 | YALE DG 2 | 13.8 | 101 | 1804 | 0 | 0 | 0 | 0 | 0 | 0 | 0.01795 |  | 0
122448 | WALLINGFRDG1 | 13.8 | 101 | 1733 | 0 | 0 | 0 | 0 | 0 | 0 | 0.01796 |  | 0
122449 | WALLINGFRDG2 | 13.8 | 101 | 1733 | 0 | 0 | 0 | 0 | 0 | 0 | 0.01796 |  | 0
122450 | WALLINGFRDG3 | 13.8 | 101 | 1733 | 0 | 0 | 0 | 0 | 0 | 0 | 0.01796 |  | 0
122451 | WALLINGFRDG4 | 13.8 | 101 | 1733 | 0 | 0 | 0 | 0 | 0 | 0 | 0.01796 |  | 0
122452 | WALLINGFRDG5 | 13.8 | 101 | 1733 | 0 | 0 | 0 | 0 | 0 | 0 | 0.01796 |  | 0
122453 | WALLINGFRDG6 | 13.8 | 101 | 1733 | 0 | 0 | 0 | 0 | 0 | 0 | 0.01796 |  | 0
122454 | WALLINGFRDG7 | 13.8 | 101 | 1733 | 0 | 0 | 0 | 0 | 0 | 0 | 0.01796 |  | 0
122542 | A.L. PIERCE | 13.8 | 101 | 1733 | 0 | 0 | 0 | 0 | 0 | 0 | 0.01796 |  | 0
990740 | SUN_WALLIN~1 | 115 | 101 | 1730 | 0 | 0 | 0 | 0 | 0 | 0 | 0.01796 |  | 0
122272 | FORESTVILLE | 13.8 | 101 | 1692 | 0 | 0 | 0 | 0 | 0 | 0 | 0.01877 |  | 0
122173 | FRANKLIN DR | 13.2 | 101 | 1692 | 0 | 0 | 0 | 0 | 0 | 0 | 0.01977 |  | 0
122469 | DEVON #10 | 13.8 | 101 | 1733 | 0 | 0 | 0 | 0 | 0 | 0 | 0.02092 |  | 0
122476 | DEVON #15-16 | 13.8 | 101 | 1733 | 93.8 | 0 | 93.8 | 93.8 | 0 | 0 | 0.02092 |  | 0
122477 | DEVON #17-18 | 13.8 | 101 | 1733 | 73.07 | 0 | 93.8 | 73.07 | 0 | 20.73 | 0.02092 |  | 0
122481 | MILFORD_C1 | 21 | 101 | 1733 | 267.7 | 0 | 267.7 | 267.7 | 0 | 0 | 0.02178 |  | 0
122482 | MILFORD_C2 | 21 | 101 | 1733 | 267.7 | 0 | 267.7 | 267.7 | 0 | 0 | 0.02178 |  | 0
993313 | NG_CONGRES~1 | 115 | 101 | 1800 | 0 | 0 | 0 | 0 | 0 | 0 | 0.02203 |  | 0
122583 | WATERBURY_G | 13.8 | 101 | 1733 | 97.91 | 0 | 97.91 | 97.91 | 0 | 0 | 0.02208 |  | 0
123642 | BRPT HRBR 4 | 13.8 | 101 | 1803 | 0 | 0 | 0 | 0 | 0 | 0 | 0.02218 |  | 0
122470 | DEVON #11 | 13.8 | 101 | 1733 | 33.12 | 0 | 33.12 | 33.12 | 0 | 0 | 0.0222 |  | 0
122471 | DEVON #12 | 13.8 | 101 | 1733 | 33.12 | 0 | 33.12 | 33.12 | 0 | 0 | 0.0222 |  | 0
122472 | DEVON #13 | 13.8 | 101 | 1733 | 33.12 | 0 | 33.12 | 33.12 | 0 | 0 | 0.0222 |  | 0
122473 | DEVON #14 | 13.8 | 101 | 1733 | 33.12 | 0 | 33.12 | 33.12 | 0 | 0 | 0.0222 |  | 0
990812 | BAT_DEVON-1 | 115 | 101 | 1730 | 0 | 0 | 0 | 0 | 0 | 0 | 0.0222 |  | 0
122586 | TOWANTIC C1 | 18 | 101 | 1733 | 248.66 | 0 | 248.66 | 248.66 | 0 | 0 | 0.02223 |  | 0
122587 | TOWANTIC C2 | 18 | 101 | 1733 | 250.92 | 0 | 250.92 | 250.92 | 0 | 0 | 0.02223 |  | 0
122588 | TOWANTIC ST | 18 | 101 | 1733 | 250.92 | 0 | 250.92 | 250.92 | 0 | 0 | 0.02223 |  | 0
123643 | BRPT RESCO_G | 13.8 | 101 | 1803 | 59.65 | 0 | 59.65 | 59.65 | 0 | 0 | 0.02229 |  | 0
123149 | SIKORSKY | 13.8 | 101 | 1804 | 0 | 0 | 0 | 0 | 0 | 0 | 0.02242 |  | 0
123147 | DERBY DAM HY | 4.16 | 101 | 1804 | 0 | 0 | 0 | 0 | 0 | 0 | 0.02253 |  | 0
993146 | NG_INDIAN ~1 | 13.8 | 101 | 1802 | 0 | 0 | 0 | 0 | 0 | 0 | 0.02253 |  | 0
999389 | BAT_EAST D~1 | 345 | 101 | 1730 | 0 | 0 | 0 | 0 | 0 | 0 | 0.02297 |  | 0
122625 | STEVENSON HY | 6.6 | 101 | 1733 | 21.67 | 0 | 21.67 | 21.67 | 0 | 0 | 0.02326 |  | 0
123628 | BRPT HRBR 5C | 25 | 101 | 1803 | 315.72 | 0 | 315.72 | 315.72 | 0 | 0 | 0.02354 |  | 0
123629 | BRPT HRBR 5S | 18 | 101 | 1803 | 168.58 | 0 | 168.58 | 168.58 | 0 | 0 | 0.02354 |  | 0
123641 | BRPT EN 10ST | 16 | 101 | 1803 | 152.8 | 0 | 152.8 | 152.8 | 0 | 0 | 0.02354 |  | 0
123644 | BRPT EN 11CT | 16 | 101 | 1803 | 165.6 | 0 | 165.6 | 165.6 | 0 | 0 | 0.02354 |  | 0
123645 | BRPT EN 12CT | 16 | 101 | 1803 | 165.6 | 0 | 165.6 | 165.6 | 0 | 0 | 0.02354 |  | 0
993626 | DFO NG_SIN~1 | 345 | 101 | 1810 | 0 | 0 | 0 | 0 | 0 | 0 | 0.02354 |  | 0
122889 | GLENBROOK_S1 | 14.6 | 101 | 1752 | 0 | 0 | 0 | 0 | 0 | 0 | 0.02379 |  | 0
122890 | GLENBROOK_S2 | 14.6 | 101 | 1752 | 0 | 0 | 0 | 0 | 0 | 0 | 0.02379 |  | 0
122911 | WATERSIDE_G | 13.8 | 101 | 1753 | 0 | 0 | 0 | 0 | 0 | 0 | 0.02379 |  | 0
122933 | COSCOB_GEN | 13.8 | 101 | 1753 | 0 | 0 | 0 | 0 | 0 | 0 | 0.02379 |  | 0
122648 | BULLS BRIDGE | 1.15 | 101 | 1734 | 0 | 0 | 0 | 0 | 0 | 0 | 0.02434 |  | 0
122657 | ROCKY RIVER | 13.8 | 101 | 1732 | 29.35 | 0 | 29.35 | 29.35 | 0 | 0 | 0.02434 |  | 0
122660 | KIMB CLARK_G | 13.8 | 101 | 1734 | 12.02 | 0 | 12.02 | 12.02 | 0 | 0 | 0.02434 |  | 0
991172 | SUN_ROCKY ~1 | 115 | 101 | 1730 | 0 | 0 | 0 | 0 | 0 | 0 | 0.02434 |  | 0
122184 | TORRINGTON T | 13.8 | 101 | 1693 | 0 | 0 | 0 | 0 | 0 | 0 | 0.02515 |  | 0
122196 | FALLS VILLGE | 6.6 | 101 | 1693 | 0 | 0 | 0 | 0 | 0 | 0 | 0.02515 |  | 0
122690 | SHEPAUG HYD | 13.8 | 101 | 1734 | 42.95 | 0 | 42.95 | 42.95 | 0 | 0 | 0.02612 |  | 0
122700 | STONY HIL_SC | 12.5 | 101 | 1733 | 0 | 0 | 0 | 0 | 0 | 0 | 0.02635 |  | 0
116411 | NORTHFIELD 1 | 13.8 | 101 | 1373 | 292 | 0 | 292 | 292 | 0 | 0 | 0.04464 |  | 0
116412 | NORTHFIELD 2 | 13.8 | 101 | 1373 | 292 | 0 | 292 | 292 | 0 | 0 | 0.04464 |  | 0
911560 | NYNE_BWLN | 345 | 102 | 12 | 120.67 | 0 | 466.67 | 120.67 | 0 | 346 | 0.04953 |  | 0
926260 | NYPA - CMR | 345 | 102 | 12 | 0 | 0 | 0 | 0 | 0 | 0 | 0.04953 |  | 0
926261 | NYPA - VT | 345 | 102 | 12 | 0 | 0 | 0 | 0 | 0 | 0 | 0.04953 |  | 0
102125 | S_WTRVL_D | 12 | 101 | 112 | 0 | 0 | 0 | 0 | 0 | 0 | 0.05409 |  | 0
107326 | HG_CONVRTR_N | 120 | 101 | 703 | 0 | 0 | 0 | 0 | 0 | 0 | 0.05409 |  | 0
108955 | BELDENS1 | 2.4 | 101 | 704 | 0 | 0 | 0 | 0 | 0 | 0 | 0.05409 |  | 0
109049 | CARVER FALLS | 2.3 | 101 | 704 | 0 | 0 | 0 | 0 | 0 | 0 | 0.05409 |  | 0
109077 | E PITTSFORD | 2.3 | 101 | 704 | 0 | 0 | 0 | 0 | 0 | 0 | 0.05409 |  | 0
109092 | MIDDLESEX_G | 2.4 | 101 | 704 | 0 | 0 | 0 | 0 | 0 | 0 | 0.05409 |  | 0
109101 | SALISBURY | 7.2 | 101 | 704 | 0 | 0 | 0 | 0 | 0 | 0 | 0.05409 |  | 0
109105 | MIDDLEBURY_H | 6.44 | 101 | 704 | 0 | 0 | 0 | 0 | 0 | 0 | 0.05409 |  | 0
109130 | SMITH FALLS | 4.16 | 101 | 704 | 0 | 0 | 0 | 0 | 0 | 0 | 0.05409 |  | 0
109139 | DEWEY MILLS | 4.16 | 101 | 704 | 0 | 0 | 0 | 0 | 0 | 0 | 0.05409 |  | 0
109143 | CAVENDISH_D2 | 12.5 | 101 | 704 | 0 | 0 | 0 | 0 | 0 | 0 | 0.05409 |  | 0
109190 | GRANITE SC1 | 13.8 | 101 | 703 | 0 | 0 | 0 | 0 | 0 | 0 | 0.05409 |  | 0
109200 | GRANITE SC2 | 13.8 | 101 | 703 | 0 | 0 | 0 | 0 | 0 | 0 | 0.05409 |  | 0
109251 | GAGE | 2.4 | 101 | 704 | 0 | 0 | 0 | 0 | 0 | 0 | 0.05409 |  | 0
111110 | PUTNAM 1 | 13.8 | 101 | 1012 | 0 | 0 | 0 | 0 | 0 | 0 | 0.05409 |  | 0
114050 | MALDEN MLS_T | 23 | 101 | 1120 | 0 | 0 | 0 | 0 | 0 | 0 | 0.05409 |  | 0
116569 | TILSON-1113 | 13.8 | 101 | 1372 | 0 | 0 | 0 | 0 | 0 | 0 | 0.05409 |  | 0
121744 | UCONN COGEN | 13.8 | 101 | 1634 | 0 | 0 | 0 | 0 | 0 | 0 | 0.05409 |  | 0
911531 | NYNE_GILB | 345 | 102 | 12 | 120.67 | 0 | 466.67 | 120.67 | 0 | 346 | 0.05701 |  | 0
911554 | NYNE_OSWG | 345 | 102 | 12 | 120.67 | 0 | 466.67 | 120.67 | 0 | 346 | 0.05947 |  | 0